{"text_format":"1","workbook":"xlsx","n_sheets":10,"sheets":["1.Inicio","2.Proyecto","3.Demanda","4.Tarifas","5.Costos","6.Generación","7.PML","8.Resultados","9.Balance","10.Informe"],"not_rendered":{"charts":7,"images":1,"macros":1,"external_links":0,"defined_names":0,"comments":0,"pivot_tables":0},"unopened":[],"bounds":{"document_bytes":16777216,"sheet_cells":100000,"rows_first":2000,"rows_last":500,"rows_between":2000,"halvings":0,"cell_chars":16384,"cell_head_chars":4096},"cells_cut":0,"cells_raw":0,"read":"whole","date_system":"1900"}

{"sheet":"1.Inicio","index":0,"n_rows":91,"n_cols":6,"rows_kept":91,"cut":false,"hidden":false,"merged":[[67,4,67,11],[84,0,84,20],[85,0,85,20],[20,0,20,20],[41,0,41,20],[53,0,53,20],[66,0,66,20],[47,0,47,20],[46,0,46,20],[45,0,45,20],[48,0,48,20],[49,0,49,20],[60,0,60,20],[61,0,61,20],[51,0,51,20],[50,0,50,20],[52,0,52,20],[88,0,88,20],[55,0,55,20],[54,0,54,20],[56,0,56,20],[57,0,57,20],[58,0,58,20],[78,0,78,20],[65,0,65,20],[63,0,63,20],[83,0,83,20],[81,0,81,20],[82,0,82,20],[75,4,75,11],[77,4,77,11],[80,0,80,20],[79,0,79,20],[89,0,89,20],[90,0,90,20],[44,0,44,20],[70,0,70,20],[68,0,68,20],[64,0,64,20],[69,0,69,20],[86,0,86,20],[71,0,71,20],[72,0,72,20],[74,0,74,20],[73,0,73,20],[76,0,76,20],[87,0,87,20],[62,5,62,10],[59,0,59,20],[5,0,5,20],[0,5,4,20],[6,0,12,20],[29,0,29,20],[30,0,30,20],[28,0,28,20],[14,0,18,20],[21,0,21,20],[24,0,24,20],[25,0,25,20],[13,0,13,20],[19,0,19,20],[36,0,36,20],[42,0,42,20],[43,0,43,20],[23,0,23,20],[22,0,22,20],[26,0,26,20],[27,0,27,20],[31,0,31,20],[39,0,39,20],[40,0,40,20],[32,0,32,20],[33,0,33,20],[34,0,34,20],[35,0,35,20],[38,0,38,20],[37,5,37,10]]}
[null,null,null,null,null,"MODELO DE EVALUACIÓN DE PROYECTOS DE GENERACIÓN DISTRIBUIDA COLECTIVA"]
[]
[]
[]
[]
["I. Antecedentes"]
["En 2019, el Ministerio Federal de Cooperación Económica y Desarrollo (BMZ por sus siglas en alemán) encargó a la GIZ a apoyar a México a realizar el Programa Apoyo a la Implementación de la Transición Energética (TrEM) con el fin de mejorar las condiciones marco para la implementación de la transición energética en las áreas de energías renovables y eficiencia energética en México. Respecto a la generación distribuida de electricidad con fuentes renovables se reconoce que actualmente existen algunos enfoques innovadores de modelos de negocio y otras formas de organización social alrededor de la energía, sin embargo es necesario el desarrollo de información y la puesta en prueba de nuevos modelos. El anteproyecto de regulación de generación distribuida colectiva, promovida por la Comisión Reguladora de Energía (CRE) abre nuevas oportunidades para desarrollar modelos de proyectos de energía con la participación de más actores. Para esto es necesario la generación de insumos y herramientas que faciliten la adopción de modelos a partir de esta regulación en ciernes. Para eso se desarrolló un estudio entre noviembre 2019 y abril 2020 con el objetivo de “Examinar los criterios y lineamientos que la regulación establece y plasmarlos en un modelo tecno-económico robusto para analizar la factibilidad, rentabilidad, riesgos y consideraciones que cualquier generador exento tendría que tomar en consideración para el desarrollo de proyectos en el marco de la regulación distribuida colectiva.” La presente herramienta es el modelo tecno-económico que permitirá a diversos actores del sector hacer análisis y conocer mejor las oportunidades que brinda la generación distribuida colectiva."]
[]
[]
[]
[]
[]
[]
["II. Descripción general de la herramienta de Excel"]
["Este modelo de Excel se basa en los lineamientos definidos en el  anteproyecto del Acuerdo A/034/2019  por el que la CRE emite la metodología de contraprestación colectiva, que aplicará el suministrador de servicios básicos por la energía eléctrica que ofrezcan los generadores exentos a más de un centro de carga, el modelo de contrato de contraprestación colectiva y la solicitud de alta/baja y modificación de beneficiarios (aprobado por el Órgano de Gobierno del regulador pero aún no publicado en el Diario Oficial de la Federación).  El principal objetivo de esta herramienta es permitir que los interesados en el desarrollo de proyectos de generación distribuida colectiva en México prueben sus modelos de negocio ante distintos escenarios de esquemas de contraprestación, financiamiento, tipos de usuarios, ubicación, tamaños de planta, precios marginales locales, entre otros factores. Para esto, la herramienta permite modificar diversas variables que influyen en el desempeño económico de un proyecto de esta naturaleza. Asimismo,  contiene valores preliminares de costos típicos para sistemas fotovoltaicos en México que pueden ser utilizados por el usuario para una primera evaluación de factibilidad o modificados para reflejar mejor las condiciones reales de su proyecto. Junto a la plantilla genérica, se presenta un ejemplo de uso con datos de la ciudad de Mérida, Yucatán que puede ser consultado en caso de dudas."]
[]
[]
[]
[]
["III. Instrucciones generales"]
["a) Una parte importante de la herramienta de Excel está contenida programada en Visual Basic y contenida en macros por lo que es necesario habilitar su uso antes de utilizar el modelo."]
["b) El modelo de Excel se compone de nueve pestañas además de esta: Proyecto, Demanda, Tarifas, Costos, Generación, PML, Resultados, Balance e Informe. En las primeras seis el usuario deberá introducir información de las variables que querrá considerar en su proyecto o bien decidir si utiliza la información ya disponible en la plantilla, mientras que en las últimas tres se presentan los resultados de la evaluación en distintos niveles de detalle."]
["c) En cada una de las pestañas donde el modelo requiere que el usuario introduzca información, se presentarán instrucciones específicas para su llenado en la parte superior de la pestaña. Al final de la mayoría también estará disponible un glosario con la definición de los términos usados en esa pestaña específica. Es aconsejable revisar toda la plantilla antes de realizar modificaciones al modelo."]
["d) De manera general, el usuario podrá modificar los valores de las celdas AZULES de acuerdo con la información de su proyecto y elegir de las celdas ANARANJADAS la opción del menú que sea más adecuada a su caso."]
["e) Al modificar valores debe prestarse mucha atención a las unidades utilizadas en la sección, las cuales son resaltadas en ROJO. De manera general, el modelo respeta las unidades en las que son obtenidos los datos de la fuente original para evitar que el usuario realizara conversiones innecesarias. Por ejemplo, los consumos mensuales de los beneficiarios - consumidores asociados al contrato de generación colectivo - son presentados en kilowatts-hora como se reportan en la factura eléctrica de CFE. Los precios marginales locales, por su lado, son reportados en megawatts-hora como pueden encontrarse en la base de datos del Centro Nacional de Control en Energía."]
["f) Una vez que se haya llenado toda la información de las pestañas 2-7, el usuario deberá volver a la pestaña \"2.Proyecto\" y presionar el botón ROJO de \"Evaluar\". La evaluación del modelo tomará entre 1 y 2 minutos, dependiendo de la cantidad de variables utilizadas."]
["g) Al terminar la evaluación, el programa te redirigirá a la pestaña \"10. Informe\" donde podrás observar un resumen de los resultados del proyecto así como los indicadores financieros del mismo. Para mayor detalle puedes ir a la pestaña \"8.Resultados\" donde se presentan los cálculos realizados por el programa y a la pestaña \"9.Balance\" donde se presenta el balance financiero calculado con los valores obtenidos por el modelo."]
["h) El informe está diseñado para imprimirse de ser necesario. Si deseas imprimirlo, únicamente debes presionar \"Ctrl + p\" o imprimir desde el menú de \"Archivo\"."]
["IV. Preguntas frecuentes"]
["¿Dónde puedo obtener los consumos mensuales de mis potenciales beneficiarios?"]
["Lo ideal es obtenerlos directamente de sus facturas eléctricas de CFE que cubran un período de un año, sobre todo tratándose de beneficiarios con fuertes componentes estacionales; por ejemplo, consumidores que utilizan sistemas de aire acondicionado solo en algunos meses. La plantilla contiene curvas de consumo de prueba que pueden ser utilizadas para probar modelos de negocio de manera teórica. No obstante, lo mejor es tener curvas de consumo reales o lo más apegadas posible a tus futuros beneficiarios. Si tienes datos de algunos meses, podrías utilizar estos valores para hacer una estimación de los períodos restantes. Esto deberás hacerlo antes de introducir tus datos en la plantilla y la metodología que utilices deberás plantearla de acuerdo a tus necesidades de precisión."]
[]
["Las facturas de CFE de mis beneficiarios no inician el primer día del mes y la plantilla pide valores mensuales, ¿qué debo hacer?"]
["Deberás dividir los valores de consumo entre los días que corresponden a cada mes y hacer la sumatoria correspondiente. Para evitar hacerlo manualmente, puedes utilizar el archivo de Excel disponible junto con esta plantilla para reajustar tus consumos. Simplemente introduce los valores de tus facturas eléctricas en esa plantilla y una vez reajustados, copia y pega en este modelo para ser evaluados."]
[]
["¿Cómo puedo saber qué valores se aplicaron a los distintos cargos tarifarios de mis beneficiarios en la región dónde se ubicará mi proyecto?"]
["Los valores históricos de los cargos aplicables a cada categoría tarifaria pueden ser consultados en la página de CFE en la sección de \"Tarifas\" y en la pestaña de \"Esquema Tarifario Vigente\":"]
[null,null,null,null,null,"https://www.cfe.mx/tarifas/Pages/Tarifas.aspx"]
["En la mayoría de los casos, únicamente necesitas conocer el estado y municipio donde se ubica tu proyecto puesto que la gran mayoría de los municipios pertenece a una sola división de distribución. Empero, existen casos donde hay más de una división de distribución operando en el municipio, por lo que será necesario corroborar en atención al cliente de CFE cual es la aplicabla a la dirección donde se encuentra el o los beneficiarios. "]
[]
["¿Cómo puede saber la tarifa (1A, 1B, 1C, etcétera) aplicable a mis beneficiarios domésticos de bajo consumo así como el mes cuando comienza el verano en la región donde se ubicará mi proyecto?"]
["Esta información deberás obtenerla directamente de atención al cliente de CFE con los datos de alguno de tus beneficiarios, o bien, comparando datos históricos de sus recibos contra los valores disponibles en la página de CFE para los usuarios domésticos."]
[]
["¿Cómo sé si mis beneficiarios con tarifas en media tensión - GDMTO, GDMTH - tienen o no medición en baja tensión?"]
["Si en su recibo aparece un cargo por el concepto de \"2% Baja Tensión\", el beneficiario tiene medición en baja tensión. Si no aparece, no la tiene."]
[]
["¿Por qué no me solicitan datos sobre la demanda máxima de mis usuarios de gran demanda (GDBT, GDMTO y GDMTH)? ¿Cómo sabe el modelo qué monto utilizar para los costos de distribución y capacidad?"]
["Debido a discrepancias observadas en facturas eléctricas de este grupo de usuarios, se decidió aplicar para todos ellos la siguiente fórmula para el cálculo de la demanda facturable (permitida por la regulación vigente):"]
[]
["El factor de carga aplicable a cada categoría tarifaria es el establecido en el apartado 3.3.1 del Anexo Único del Acuerdo A/064/2018."]
[]
["¿Cómo puedo saber cuál es la demanda de energía reactiva (kVArh) de mis beneficiarios? ¿Para qué requiere esa información el modelo?"]
["Los usuarios de gran demanda son sujetos de cargos y bonificaciones por concepto de factor de potencia. Cuando los equipos de los beneficiarios reportan un factor de potencia mayor a 90 estos reciben una bonificación de CFE, mientras que en el caso contrario son amonestados mediante la aplicacion de un cargo extra. En la factura eléctrica de estos usuarios puedes ver su consumo de energía reactiva reportado (kVArh), generalemente junto a la información de demanda de energía activa (kWh) y demanda máxima registrada (kW). El modelo utiliza esta información para calcular el factor de potencia correspondiente y la potencil bonificación o amonestación. Solicitar de esta manera la información permite que los usuarios de las plantillas puedan modelar mejores en el consumo de energía reactiva de sus usuarios junto con su integración a un modelo de generación distribuida colectiva."]
[]
["Tengo una cotización para mi proyecto que no coincide con los valores de la pestaña \"5.Costos\", ¿puedo modificarlos?"]
["Sí, no hay ningún problema. Solo debes tener cuidado de adaptar tus valores a las mismas unidades que utiliza el modelo (pesos mexicanos por kilowatt pico instalado o pesos mexicanos por año, según sea el caso) y colocarlos en la categoría correspondiente a la capacidad de tu planta."]
[]
["El modelo utiliza valores precargados para paneles monocristalinos y yo usaré otra tecnología, ¿cómo puedo adaptarlo a mi caso?"]
["Únicamente es necesario que sustituyas los valores de las eficiencias anuales esperadas para tu tipo de panel en la pestaña \"6. Generación\"; estos pueden obtenerse de la hoja técnica del producto otorgada por el fabricante. Además, deberás adaptar los costos en la pestaña 5 si su valor difiere mucho de un panel monocristalino estándar."]
[]
["Mi proyecto no estará ubicado en Mérida, ¿cómo puedo saber la curva de generación horaria aplicable al sitio donde será instalado?"]
["Existen muchas metodologías y tu puedes usar la que te parezca más adecuada. Una opción es usar los datos de la página: "]
[null,null,null,null,null,"https://www.renewables.ninja/"]
["Solo deberás introducir la ubicación de tu proyecto y ajustar los parámetros para 1 kWp de capacidad. Una vez que descargues los datos deberás tomar los correspondientes al período del 1º de enero al 31 de diciembre y dividir los valores entre 1000 antes de copiarlos en la columna \"D\" de la pestaña \"6.Generación\" ya que la página calcula los valores en kilowatts-hora por kilowatt instalado y el modelo los requiere en megawatt-hora por kilowatt instalado. Ten cuidado que las horas coincidan entre tus resultados y el modelo de Excel."]
[]
["¿Cómo sé que nodoP corresponde a mi proyecto?"]
["El catálogo de nodosP actual puede ser consultado en la siguiente página del Centro Nacional de Control en Energía (CENACE):"]
[null,null,null,null,"https://www.cenace.gob.mx/Paginas/Publicas/MercadoOperacion/NodosP.aspx"]
["Ahí puedes descargar un archivo de Excel actualizado y buscar el estado, municipio y zona de carga donde se encuentra tu proyecto. En muchos casos solo existe un nodoP por municipio pero en otros, de mayor tamaño o población, puede existir más de uno. En este último caso deberás contactar con CFE para saber cual de los nodos corresponde exactamente a la ubicación potencial de tu planta."]
[]
["¿Necesito los precios marginales locales para ese nodo del Mercado del Día en Adelanto (MDA) o el Mercado en Tiempo Real (MTR)?"]
["El acuerdo vigente indica que deberán usarse los precios del MDA por lo que es necesario descargar los correspondientes a este mercado."]
[]
["¿Dónde puedo obtener los precios marginales locales horarios del MDA para el nodo donde se ubicará mi proyecto?"]
["Puedes descargar archivos CSV con los precios horarios por día o mes (precios de nodos distirbuidos) en la siguiente página:"]
[null,null,null,null,"https://www.cenace.gob.mx/SIM/VISTA/REPORTES/PreEnergiaSisMEM.aspx"]
["De manera alternativa, puedes utilizar el código de Python disponible junto con esta plantilla. Este te permitirá descargar de manera automática los precios horarios para el nodo de tu preferencia y para el período que indiques. El uso de este código te premitirá automatizar el proceso y descargar datos de difentes nodos de manera fácil y rápida. No obstante, para utilizarlo necesitas tener instalado Python en tu computadora. Python es un programa de uso libre por lo que no tiene costo y puede ser descargado siguiendo las instrucciones del siguiente link:"]
[null,null,null,null,"https://www.python.org/downloads/"]
[]
["Si ya tengo los datos de un año, ¿cómo puedo proyectar 20 años hacia el futuro?"]
["Existen diferentes técnicas que dependerán de la estrategia de tu empresa. No obstante, si no cuentas con modelos de pronóstico, es posible utilizar los mismos valores del primer año para todos los años y realizar una primera evaluación financiera. Posteriormente puedes modificar algunos valores y realizar un análisis de sensibilidad modificando datos con diferentes escenarios, por ejemplo aumentando cada año 3% el precio con respecto al año anterior, y analizar como impactan estos cambios a los parámetros financieros de tu modelo de negocio."]
[]
["¿Por qué el total de los recibos mensuales de mi beneficiario no coincide con el reportado en la pestaña \"8.Resultados\" para el concepto de \"Facturación esperada de no haberse asociado al contrato de generación distribuida\"?"]
["En usuarios de gran demanda pueden existir discrepancias respecto al cálculo de la demanda máxima y por consiguiente los cargos aplicables por conceptos de distribución y capacidad. En los usuarios PDBT, DAC o DOM pueden existir diferencias pero estas deberán ser minímas, al menos para el primer año reportado. En este caso se recomienda revisar que todas las variables estén correctamente introducidas en el modelo."]
[]
["¿Cómo se calculan las emisiones de Gases de Efecto Invernadero (GEI) promedio evitadas anualmente mostradas en la pestaña \"10.Informe\"?"]
["Se calcula el promedio anual de energía producida por la central durante el período analizado y se multiplica por el factor de emisiones del Sistema Eléctrico Nacional publicado por la CRE. Para esta versión se utilizó el último dato disponible, publicado en febrero de 2019, y correspondiente a 0.527 toneladas de dióxido de carbono equivalente por megawatt-hora."]
["V. Datos de contacto"]
["Para dudas o comentarios sobre el Programa Apoyo a la Implementación de la Transición Energética, favor de contactar a: MSc. Lishey Lavariega ||  lishey.lavariega@giz.de  "]
["Para dudas o comentarios sobre el modelo de Excel: MSc. Mariana Jiménez || iqmarianajm@gmail.com"]
["Asimismo, agradecemos por su ayuda en este proyecto al MSc. Luis A. Uresti || alfonso.urestib@gmail.com "]

{"sheet":"2.Proyecto","index":1,"n_rows":150,"n_cols":42,"rows_kept":150,"cut":false,"hidden":false,"merged":[[55,28,55,40],[1,26,2,29],[31,28,31,40],[111,28,111,40],[54,9,54,22],[83,0,83,22],[89,0,89,22],[87,0,87,22],[86,0,86,22],[88,0,88,22],[91,0,92,22],[100,0,101,22],[79,28,79,40],[79,0,79,22],[104,0,104,22],[84,0,84,17],[5,0,5,18],[6,0,6,18],[7,0,7,18],[8,0,8,18],[45,0,45,1],[11,0,11,22],[13,3,13,5],[29,0,29,2],[1,38,2,38],[1,39,2,39],[1,37,2,37],[1,36,2,36],[4,0,4,18],[127,28,127,40],[2,0,2,22],[41,4,41,6],[1,30,2,30],[1,34,2,34],[1,35,2,35],[1,33,2,33],[1,31,2,31],[1,32,2,32],[0,0,1,22],[21,0,21,22],[15,0,15,22],[24,30,24,31],[44,0,44,1],[9,0,9,18],[10,0,10,18],[55,7,56,7],[47,0,47,1],[39,0,39,22],[55,10,55,21],[55,22,56,22],[54,1,54,6],[52,0,52,22],[55,6,56,6],[55,1,56,1],[55,2,56,2],[49,0,49,1],[43,5,48,22],[48,0,48,1],[46,0,46,1]]}
["2. PROYECTO"]
[null,null,null,null,null,null,null,null,null,null,null,null,null,null,null,null,null,null,null,null,null,null,null,null,null,null,"LISTADOS",null,null,null,"Beneficiario","¿Energía asignada OK?","Mes de inicio (número)","¿Mes de inicio OK?","¿Año de inicio OK?","¿Duración de contrato OK?","SUMA","Estatus","¿Activo?","Año de finalización"]
["I. Instrucciones"]
[null,null,null,null,null,null,null,null,null,null,null,null,null,null,null,null,null,null,null,null,null,null,null,null,null,null,"Modelos",null,"Opciones",null,1,{"$f":"IF((AND(B58<>\"Ninguno\", C58=0)), 1,0)","v":0},{"$f":"IF(E58=\"Enero\", 1, IF(E58=\"Febrero\", 2, IF(E58=\"Marzo\", 3, IF(E58=\"Abril\", 4, IF(E58=\"Mayo\", 5, IF(E58=\"Junio\", 6, IF(E58=\"Julio\", 7, IF(E58=\"Agosto\", 8, IF(E58=\"Septiembre\", 9, IF(E58=\"Octubre\", 10, IF(E58=\"Noviembre\", 11, IF(E58=\"Diciembre\", 12))))))))))))","v":1},{"$f":"IF((AND(D58=1,AG4<$AG$25)), 1,  0)*AM4","v":0},{"$f":"IF((AND(B58<>\"Ninguno\", D58=0)), 1,0)","v":0},{"$f":"IF((AND(F58 <D58, F58=0)), 1,0)","v":0},{"$f":"AF4+AH4+AI4+AJ4","v":0},{"$f":"IF(AK4>0, \"Error\", \"OK\")","v":"OK"},{"$f":"IF(B58=\"Ninguno\", 0, 1)","v":1},{"$f":"IF(((D58+F58)*AM4)<=21, (D58+F58)*AM4, 22)","v":21}]
["1. Dentro de las secciones II - VI, Ingresa manualmente tus datos en las celdas color azul y selecciona la opción que desees analizar dentro de los menús disponibles en las celdas de color naranja.",null,null,null,null,null,null,null,null,null,null,null,null,null,null,null,null,null,null,null,null,null,null,null,null,null,"Facturación Neta.",null,"SI",null,2,0,1,0,0,0,0,"OK",1,21]
["2. En la sección V, si tu modelo de negocio consiste en tarifa variable por consumo, renta fija mensual o una combinación de ambas, deberás colocar los valores correspondientes en la tabla adyacente. Si eliges la opción de \"autoconsumo\" no será necesario proporcionar más datos.",null,null,null,null,null,null,null,null,null,null,null,null,null,null,null,null,null,null,null,null,null,null,null,null,null,"Medición Neta - Baja Tensión.",null,"NO",null,3,0,1,0,0,0,0,"OK",1,21]
["3. En la sección VI cerciórate que el estatus de todas las filas es \"OK\". Si has activado un beneficiario pero no has llenado toda la información correspondiente, indicará error. También lo hará si tu beneficiario está activo desde el primer año de operaciones y el mes de inicio de su contrato es anterior al de operaciones.",null,null,null,null,null,null,null,null,null,null,null,null,null,null,null,null,null,null,null,null,null,null,null,null,null,"Medición Neta - Media Tensión Ordinaria.",null,"Meses",null,4,0,1,0,0,0,0,"OK",1,21]
["4. Si tienes dudas sobre alguno de los términos, en la parte de abajo de las tablas puedes encontrar un glosario con mayor información sobre cada columna.",null,null,null,null,null,null,null,null,null,null,null,null,null,null,null,null,null,null,null,null,null,null,null,null,null,"Medición Neta  - Media Tensión Horaria.",null,"Enero",null,5,0,1,0,0,0,0,"OK",0,0]
["5. Ve a las pestañas 3-7 y completa la información con los datos de tu proyecto (te sugerimos revisar el ejemplo precargado con los datos de Mérida, Yucatán).",null,null,null,null,null,null,null,null,null,null,null,null,null,null,null,null,null,null,null,null,null,null,null,null,null,null,null,"Febrero",null,6,0,1,0,0,0,0,"OK",0,0]
["6. Después de completar la información de las pestañas 3-7, presiona el botón de \"Evaluar\". Este evaluará el modelo y te redirigirá a la pestaña 10 donde podrás ver un resumen de los resultados. Si deseas más detalles puedes consultar las pestañas 8 y 9.",null,null,null,null,null,null,null,null,null,null,null,null,null,null,null,null,null,null,null,null,null,null,null,null,null,"Cobros beneficiarios",null,"Marzo",null,7,0,1,0,0,0,0,"OK",0,0]
["7. Recuerda que si tu proyecto es de medición neta únicamente podrás elegir beneficiarios \"GDMTH\" para proyectos en media tensión horaria, beneficiarios \"GDMTO\" para proyectos en media tensión ordinaria, y beneficiarios \"DOM\", \"DAC\", \"PDBT\" y \"GDBT\" para proyectos en baja tensión. En facturación neta no existen reestricciones. De utilizar beneficiarios que no están permitidos para el tipo de proyecto que hayas elegido, el programa te enviará un mensaje para corregir este problema.",null,null,null,null,null,null,null,null,null,null,null,null,null,null,null,null,null,null,null,null,null,null,null,null,null,"Tarifa variable por energía entregada.",null,"Abril",null,8,0,1,0,0,0,{"$f":"AF11+AH11+AI11+AJ11","v":0},{"$f":"IF(AK11>0, \"Error\", \"OK\")","v":"OK"},0,0]
["II. Tipo de proyecto",null,null,null,null,null,null,null,null,null,null,null,null,null,null,null,null,null,null,null,null,null,null,null,null,null,"Renta fija por mes.",null,"Mayo",null,9,0,1,0,0,0,0,"OK",0,0]
[null,null,null,null,null,null,null,null,null,null,null,null,null,null,null,null,null,null,null,null,null,null,null,null,null,null,"Combinación de tarifa variable y renta fija.",null,"Junio",null,10,0,1,0,0,0,0,"OK",0,0]
["Elige el tipo de proyecto que deseas evaluar:",null,null,"Medición Neta - Baja Tensión.",null,null,null,null,null,null,null,null,null,null,null,null,null,null,null,null,null,null,null,null,null,null,"Autoconsumo.",null,"Julio",null,11,0,1,0,0,0,0,"OK",0,0]
[null,null,null,null,null,null,null,null,null,null,null,null,null,null,null,null,null,null,null,null,null,null,null,null,null,null,null,null,"Agosto",null,12,0,1,0,0,0,0,"OK",0,0]
["III. Datos de la central fotovoltaica de generación distribuida",null,null,null,null,null,null,null,null,null,null,null,null,null,null,null,null,null,null,null,null,null,null,null,null,null,null,null,"Septiembre",null,13,0,1,0,0,0,0,"OK",0,0]
[null,null,null,null,null,null,null,null,null,null,null,null,null,null,null,null,null,null,null,null,null,null,null,null,null,null,null,null,"Octubre",null,14,0,1,0,0,0,0,"OK",0,0]
["¿Qué capacidad tiene tu central de generación distribuida?",null,null,null,50,"kWp",null,null,null,null,null,null,null,null,null,null,null,null,null,null,null,null,null,null,null,null,null,null,"Noviembre",null,15,0,1,0,0,0,0,"OK",0,0]
[null,null,null,null,null,null,null,null,null,null,null,null,null,null,null,null,null,null,null,null,null,null,null,null,null,null,null,null,"Diciembre",null,16,0,1,0,0,0,0,"OK",0,0]
["Mes de inicio de operaciones:",null,"Enero",null,null,null,null,null,null,null,null,null,null,null,null,null,null,null,null,null,null,null,null,null,null,null,null,null,"Tipo Beneficiario",null,17,0,1,0,0,0,0,"OK",0,0]
[null,null,null,null,null,null,null,null,null,null,null,null,null,null,null,null,null,null,null,null,null,null,null,null,null,null,null,null,"Ninguno",null,18,0,1,0,0,0,0,"OK",0,0]
["IV. Parámetros financieros",null,null,null,null,null,null,null,null,null,null,null,null,null,null,null,null,null,null,null,null,null,null,null,null,null,null,null,"DOM",null,19,0,1,0,0,0,0,"OK",0,0]
[null,null,null,null,null,null,null,null,null,null,null,null,null,null,null,null,null,null,null,null,null,null,null,null,null,null,null,null,"DAC",null,20,0,1,0,0,0,0,"OK",0,0]
["Inflación:",0.03," Los costos variables del proyecto aumentarán anualmente con base en este valor.",null,null,null,null,null,null,null,null,null,null,null,null,null,null,null,null,null,null,null,null,null,null,null,null,null,"PDBT"]
[null,null,null,null,null,null,null,null,null,null,null,null,null,null,null,null,null,null,null,null,null,null,null,null,null,null,null,null,"GDBT",null,"Mes de inicio de operaciones (núm):",null,{"$f":"IF(C20=\"Enero\", 1, IF(C20=\"Febrero\", 2, IF(C20=\"Marzo\", 3, IF(C20=\"Abril\", 4, IF(C20=\"Mayo\", 5, IF(C20=\"Junio\", 6, IF(C20=\"Julio\", 7, IF(C20=\"Agosto\", 8, IF(C20=\"Septiembre\", 9, IF(C20=\"Octubre\", 10, IF(C20=\"Noviembre\", 11, IF(C20=\"Diciembre\", 12))))))))))))","v":1}]
["Tasa de descuento:",8.4000000000000005E-2," Se utilizará para el cálculo del Valor Presente Neto (VPN) del proyecto presentado en el informe.",null,null,null,null,null,null,null,null,null,null,null,null,null,null,null,null,null,null,null,null,null,null,null,null,null,"GDMTO"]
[null,null,null,null,null,null,null,null,null,null,null,null,null,null,null,null,null,null,null,null,null,null,null,null,null,null,null,null,"GDMTH"]
["Depreciación:",1,"Porcentaje",10,"Años"," Porcentaje de inversión sujeto a depreciación y período en que se depreciará el activo (ver el glosario para mayor información sobre estos parámetros)."]
[]
["¿El proyecto será financiado por medio de un crédito?",null,null,"NO"]
[]
["→","Si seleccionaste \"SI\", agrega la siguiente información; si seleccionaste \"NO\" estas celdas no serán tomadas en cuenta:",null,null,null,null,null,null,null,null,null,null,null,null,null,null,null,null,null,null,null,null,null,null,null,null,null,null,"Energía asignada únicamente en el año de inicio de los contratos con los beneficiarios"]
[null,null,null,null,null,null,null,null,null,null,null,null,null,null,null,null,null,null,null,null,null,null,null,null,null,null,null,null,"AÑO","Ene.","Feb.","Mar.","Abr.","May.","Jun.","Jul.","Ago.","Sept. ","Oct.","Nov.","Dic."]
[null,"Porcentaje de deuda (%):",null,0,"Porcentaje de la inversión total que fue financiada mediante deuda. ",null,null,null,null,null,null,null,null,null,null,null,null,null,null,null,null,null,null,null,null,null,null,null,"Año 1",{"$f":"SUMIFS($C$58:$C$77,$AG$4:$AG$23,\"<=1\",$D$58:$D$77,\"=1\")","v":0.83000000000000007},{"$f":"SUMIFS($C$58:$C$77,$AG$4:$AG$23,\"<=2\",$D$58:$D$77,\"=1\")","v":0.83000000000000007},{"$f":"SUMIFS($C$58:$C$77,$AG$4:$AG$23,\"<=3\",$D$58:$D$77,\"=1\")","v":0.83000000000000007},{"$f":"SUMIFS($C$58:$C$77,$AG$4:$AG$23,\"<=4\",$D$58:$D$77,\"=1\")","v":0.83000000000000007},{"$f":"SUMIFS($C$58:$C$77,$AG$4:$AG$23,\"<=5\",$D$58:$D$77,\"=1\")","v":0.83000000000000007},{"$f":"SUMIFS($C$58:$C$77,$AG$4:$AG$23,\"<=6\",$D$58:$D$77,\"=1\")","v":0.83000000000000007},{"$f":"SUMIFS($C$58:$C$77,$AG$4:$AG$23,\"<=7\",$D$58:$D$77,\"=1\")","v":0.83000000000000007},{"$f":"SUMIFS($C$58:$C$77,$AG$4:$AG$23,\"<=8\",$D$58:$D$77,\"=1\")","v":0.83000000000000007},{"$f":"SUMIFS($C$58:$C$77,$AG$4:$AG$23,\"<=9\",$D$58:$D$77,\"=1\")","v":0.83000000000000007},{"$f":"SUMIFS($C$58:$C$77,$AG$4:$AG$23,\"<=10\",$D$58:$D$77,\"=1\")","v":0.83000000000000007},{"$f":"SUMIFS($C$58:$C$77,$AG$4:$AG$23,\"<=11\",$D$58:$D$77,\"=1\")","v":0.83000000000000007},{"$f":"SUMIFS($C$58:$C$77,$AG$4:$AG$23,\"<=12\",$D$58:$D$77,\"=1\")","v":0.83000000000000007}]
[null,null,null,null,null,null,null,null,null,null,null,null,null,null,null,null,null,null,null,null,null,null,null,null,null,null,null,null,"Año 2",{"$f":"SUMIFS($C$58:$C$77,$AG$4:$AG$23,\"<=1\",$D$58:$D$77,\"=2\")","v":0},{"$f":"SUMIFS($C$58:$C$77,$AG$4:$AG$23,\"<=2\",$D$58:$D$77,\"=2\")","v":0},{"$f":"SUMIFS($C$58:$C$77,$AG$4:$AG$23,\"<=3\",$D$58:$D$77,\"=2\")","v":0},{"$f":"SUMIFS($C$58:$C$77,$AG$4:$AG$23,\"<=4\",$D$58:$D$77,\"=2\")","v":0},{"$f":"SUMIFS($C$58:$C$77,$AG$4:$AG$23,\"<=5\",$D$58:$D$77,\"=2\")","v":0},{"$f":"SUMIFS($C$58:$C$77,$AG$4:$AG$23,\"<=6\",$D$58:$D$77,\"=2\")","v":0},{"$f":"SUMIFS($C$58:$C$77,$AG$4:$AG$23,\"<=7\",$D$58:$D$77,\"=2\")","v":0},{"$f":"SUMIFS($C$58:$C$77,$AG$4:$AG$23,\"<=8\",$D$58:$D$77,\"=2\")","v":0},{"$f":"SUMIFS($C$58:$C$77,$AG$4:$AG$23,\"<=9\",$D$58:$D$77,\"=2\")","v":0},{"$f":"SUMIFS($C$58:$C$77,$AG$4:$AG$23,\"<=10\",$D$58:$D$77,\"=2\")","v":0},{"$f":"SUMIFS($C$58:$C$77,$AG$4:$AG$23,\"<=11\",$D$58:$D$77,\"=2\")","v":0},{"$f":"SUMIFS($C$58:$C$77,$AG$4:$AG$23,\"<=12\",$D$58:$D$77,\"=2\")","v":0}]
[null,"Tasa de interés anual (%):",null,0.14499999999999999,"Tasa de interés anual fija sobre saldos insolutos.",null,null,null,null,null,null,null,null,null,null,null,null,null,null,null,null,null,null,null,null,null,null,null,"Año 3",{"$f":"SUMIFS($C$58:$C$77,$AG$4:$AG$23,\"<=1\",$D$58:$D$77,\"=3\")","v":0},{"$f":"SUMIFS($C$58:$C$77,$AG$4:$AG$23,\"<=2\",$D$58:$D$77,\"=3\")","v":0},{"$f":"SUMIFS($C$58:$C$77,$AG$4:$AG$23,\"<=3\",$D$58:$D$77,\"=3\")","v":0},{"$f":"SUMIFS($C$58:$C$77,$AG$4:$AG$23,\"<=4\",$D$58:$D$77,\"=3\")","v":0},{"$f":"SUMIFS($C$58:$C$77,$AG$4:$AG$23,\"<=5\",$D$58:$D$77,\"=3\")","v":0},{"$f":"SUMIFS($C$58:$C$77,$AG$4:$AG$23,\"<=6\",$D$58:$D$77,\"=3\")","v":0},{"$f":"SUMIFS($C$58:$C$77,$AG$4:$AG$23,\"<=7\",$D$58:$D$77,\"=3\")","v":0},{"$f":"SUMIFS($C$58:$C$77,$AG$4:$AG$23,\"<=8\",$D$58:$D$77,\"=3\")","v":0},{"$f":"SUMIFS($C$58:$C$77,$AG$4:$AG$23,\"<=9\",$D$58:$D$77,\"=3\")","v":0},{"$f":"SUMIFS($C$58:$C$77,$AG$4:$AG$23,\"<=10\",$D$58:$D$77,\"=3\")","v":0},{"$f":"SUMIFS($C$58:$C$77,$AG$4:$AG$23,\"<=11\",$D$58:$D$77,\"=3\")","v":0},{"$f":"SUMIFS($C$58:$C$77,$AG$4:$AG$23,\"<=12\",$D$58:$D$77,\"=3\")","v":0}]
[null,null,null,null,null,null,null,null,null,null,null,null,null,null,null,null,null,null,null,null,null,null,null,null,null,null,null,null,"Año 4",{"$f":"SUMIFS($C$58:$C$77,$AG$4:$AG$23,\"<=1\",$D$58:$D$77,\"=4\")","v":0},{"$f":"SUMIFS($C$58:$C$77,$AG$4:$AG$23,\"<=2\",$D$58:$D$77,\"=4\")","v":0},{"$f":"SUMIFS($C$58:$C$77,$AG$4:$AG$23,\"<=3\",$D$58:$D$77,\"=4\")","v":0},{"$f":"SUMIFS($C$58:$C$77,$AG$4:$AG$23,\"<=4\",$D$58:$D$77,\"=4\")","v":0},{"$f":"SUMIFS($C$58:$C$77,$AG$4:$AG$23,\"<=5\",$D$58:$D$77,\"=4\")","v":0},{"$f":"SUMIFS($C$58:$C$77,$AG$4:$AG$23,\"<=6\",$D$58:$D$77,\"=4\")","v":0},{"$f":"SUMIFS($C$58:$C$77,$AG$4:$AG$23,\"<=7\",$D$58:$D$77,\"=4\")","v":0},{"$f":"SUMIFS($C$58:$C$77,$AG$4:$AG$23,\"<=8\",$D$58:$D$77,\"=4\")","v":0},{"$f":"SUMIFS($C$58:$C$77,$AG$4:$AG$23,\"<=9\",$D$58:$D$77,\"=4\")","v":0},{"$f":"SUMIFS($C$58:$C$77,$AG$4:$AG$23,\"<=10\",$D$58:$D$77,\"=4\")","v":0},{"$f":"SUMIFS($C$58:$C$77,$AG$4:$AG$23,\"<=11\",$D$58:$D$77,\"=4\")","v":0},{"$f":"SUMIFS($C$58:$C$77,$AG$4:$AG$23,\"<=12\",$D$58:$D$77,\"=4\")","v":0}]
[null,"Plazo del crédito (años):",null,5,"Período máximo en el que debe liquidarse el crédito.",null,null,null,null,null,null,null,null,null,null,null,null,null,null,null,null,null,null,null,null,null,null,null,"Año 5",{"$f":"SUMIFS($C$58:$C$77,$AG$4:$AG$23,\"<=1\",$D$58:$D$77,\"=5\")","v":0},{"$f":"SUMIFS($C$58:$C$77,$AG$4:$AG$23,\"<=2\",$D$58:$D$77,\"=5\")","v":0},{"$f":"SUMIFS($C$58:$C$77,$AG$4:$AG$23,\"<=3\",$D$58:$D$77,\"=5\")","v":0},{"$f":"SUMIFS($C$58:$C$77,$AG$4:$AG$23,\"<=4\",$D$58:$D$77,\"=5\")","v":0},{"$f":"SUMIFS($C$58:$C$77,$AG$4:$AG$23,\"<=5\",$D$58:$D$77,\"=5\")","v":0},{"$f":"SUMIFS($C$58:$C$77,$AG$4:$AG$23,\"<=6\",$D$58:$D$77,\"=5\")","v":0},{"$f":"SUMIFS($C$58:$C$77,$AG$4:$AG$23,\"<=7\",$D$58:$D$77,\"=5\")","v":0},{"$f":"SUMIFS($C$58:$C$77,$AG$4:$AG$23,\"<=8\",$D$58:$D$77,\"=5\")","v":0},{"$f":"SUMIFS($C$58:$C$77,$AG$4:$AG$23,\"<=9\",$D$58:$D$77,\"=5\")","v":0},{"$f":"SUMIFS($C$58:$C$77,$AG$4:$AG$23,\"<=10\",$D$58:$D$77,\"=5\")","v":0},{"$f":"SUMIFS($C$58:$C$77,$AG$4:$AG$23,\"<=11\",$D$58:$D$77,\"=5\")","v":0},{"$f":"SUMIFS($C$58:$C$77,$AG$4:$AG$23,\"<=12\",$D$58:$D$77,\"=5\")","v":0}]
[null,null,null,null,null,null,null,null,null,null,null,null,null,null,null,null,null,null,null,null,null,null,null,null,null,null,null,null,"Año 6",{"$f":"SUMIFS($C$58:$C$77,$AG$4:$AG$23,\"<=1\",$D$58:$D$77,\"=6\")","v":0},{"$f":"SUMIFS($C$58:$C$77,$AG$4:$AG$23,\"<=2\",$D$58:$D$77,\"=6\")","v":0},{"$f":"SUMIFS($C$58:$C$77,$AG$4:$AG$23,\"<=3\",$D$58:$D$77,\"=6\")","v":0},{"$f":"SUMIFS($C$58:$C$77,$AG$4:$AG$23,\"<=4\",$D$58:$D$77,\"=6\")","v":0},{"$f":"SUMIFS($C$58:$C$77,$AG$4:$AG$23,\"<=5\",$D$58:$D$77,\"=6\")","v":0},{"$f":"SUMIFS($C$58:$C$77,$AG$4:$AG$23,\"<=6\",$D$58:$D$77,\"=6\")","v":0},{"$f":"SUMIFS($C$58:$C$77,$AG$4:$AG$23,\"<=7\",$D$58:$D$77,\"=6\")","v":0},{"$f":"SUMIFS($C$58:$C$77,$AG$4:$AG$23,\"<=8\",$D$58:$D$77,\"=6\")","v":0},{"$f":"SUMIFS($C$58:$C$77,$AG$4:$AG$23,\"<=9\",$D$58:$D$77,\"=6\")","v":0},{"$f":"SUMIFS($C$58:$C$77,$AG$4:$AG$23,\"<=10\",$D$58:$D$77,\"=6\")","v":0},{"$f":"SUMIFS($C$58:$C$77,$AG$4:$AG$23,\"<=11\",$D$58:$D$77,\"=6\")","v":0},{"$f":"SUMIFS($C$58:$C$77,$AG$4:$AG$23,\"<=12\",$D$58:$D$77,\"=6\")","v":0}]
["V. Modelo de negocio",null,null,null,null,null,null,null,null,null,null,null,null,null,null,null,null,null,null,null,null,null,null,null,null,null,null,null,"Año 7",{"$f":"SUMIFS($C$58:$C$77,$AG$4:$AG$23,\"<=1\",$D$58:$D$77,\"=7\")","v":0},{"$f":"SUMIFS($C$58:$C$77,$AG$4:$AG$23,\"<=2\",$D$58:$D$77,\"=7\")","v":0},{"$f":"SUMIFS($C$58:$C$77,$AG$4:$AG$23,\"<=3\",$D$58:$D$77,\"=7\")","v":0},{"$f":"SUMIFS($C$58:$C$77,$AG$4:$AG$23,\"<=4\",$D$58:$D$77,\"=7\")","v":0},{"$f":"SUMIFS($C$58:$C$77,$AG$4:$AG$23,\"<=5\",$D$58:$D$77,\"=7\")","v":0},{"$f":"SUMIFS($C$58:$C$77,$AG$4:$AG$23,\"<=6\",$D$58:$D$77,\"=7\")","v":0},{"$f":"SUMIFS($C$58:$C$77,$AG$4:$AG$23,\"<=7\",$D$58:$D$77,\"=7\")","v":0},{"$f":"SUMIFS($C$58:$C$77,$AG$4:$AG$23,\"<=8\",$D$58:$D$77,\"=7\")","v":0},{"$f":"SUMIFS($C$58:$C$77,$AG$4:$AG$23,\"<=9\",$D$58:$D$77,\"=7\")","v":0},{"$f":"SUMIFS($C$58:$C$77,$AG$4:$AG$23,\"<=10\",$D$58:$D$77,\"=7\")","v":0},{"$f":"SUMIFS($C$58:$C$77,$AG$4:$AG$23,\"<=11\",$D$58:$D$77,\"=7\")","v":0},{"$f":"SUMIFS($C$58:$C$77,$AG$4:$AG$23,\"<=12\",$D$58:$D$77,\"=7\")","v":0}]
[null,null,null,null,null,null,null,null,null,null,null,null,null,null,null,null,null,null,null,null,null,null,null,null,null,null,null,null,"Año 8",{"$f":"SUMIFS($C$58:$C$77,$AG$4:$AG$23,\"<=1\",$D$58:$D$77,\"=8\")","v":0},{"$f":"SUMIFS($C$58:$C$77,$AG$4:$AG$23,\"<=2\",$D$58:$D$77,\"=8\")","v":0},{"$f":"SUMIFS($C$58:$C$77,$AG$4:$AG$23,\"<=3\",$D$58:$D$77,\"=8\")","v":0},{"$f":"SUMIFS($C$58:$C$77,$AG$4:$AG$23,\"<=4\",$D$58:$D$77,\"=8\")","v":0},{"$f":"SUMIFS($C$58:$C$77,$AG$4:$AG$23,\"<=5\",$D$58:$D$77,\"=8\")","v":0},{"$f":"SUMIFS($C$58:$C$77,$AG$4:$AG$23,\"<=6\",$D$58:$D$77,\"=8\")","v":0},{"$f":"SUMIFS($C$58:$C$77,$AG$4:$AG$23,\"<=7\",$D$58:$D$77,\"=8\")","v":0},{"$f":"SUMIFS($C$58:$C$77,$AG$4:$AG$23,\"<=8\",$D$58:$D$77,\"=8\")","v":0},{"$f":"SUMIFS($C$58:$C$77,$AG$4:$AG$23,\"<=9\",$D$58:$D$77,\"=8\")","v":0},{"$f":"SUMIFS($C$58:$C$77,$AG$4:$AG$23,\"<=10\",$D$58:$D$77,\"=8\")","v":0},{"$f":"SUMIFS($C$58:$C$77,$AG$4:$AG$23,\"<=11\",$D$58:$D$77,\"=8\")","v":0},{"$f":"SUMIFS($C$58:$C$77,$AG$4:$AG$23,\"<=12\",$D$58:$D$77,\"=8\")","v":0}]
["Modelo de negocio que será utilizado en este proyecto:",null,null,null,"Autoconsumo.",null,null,null,null,null,null,null,null,null,null,null,null,null,null,null,null,null,null,null,null,null,null,null,"Año 9",{"$f":"SUMIFS($C$58:$C$77,$AG$4:$AG$23,\"<=1\",$D$58:$D$77,\"=9\")","v":0},{"$f":"SUMIFS($C$58:$C$77,$AG$4:$AG$23,\"<=2\",$D$58:$D$77,\"=9\")","v":0},{"$f":"SUMIFS($C$58:$C$77,$AG$4:$AG$23,\"<=3\",$D$58:$D$77,\"=9\")","v":0},{"$f":"SUMIFS($C$58:$C$77,$AG$4:$AG$23,\"<=4\",$D$58:$D$77,\"=9\")","v":0},{"$f":"SUMIFS($C$58:$C$77,$AG$4:$AG$23,\"<=5\",$D$58:$D$77,\"=9\")","v":0},{"$f":"SUMIFS($C$58:$C$77,$AG$4:$AG$23,\"<=6\",$D$58:$D$77,\"=9\")","v":0},{"$f":"SUMIFS($C$58:$C$77,$AG$4:$AG$23,\"<=7\",$D$58:$D$77,\"=9\")","v":0},{"$f":"SUMIFS($C$58:$C$77,$AG$4:$AG$23,\"<=8\",$D$58:$D$77,\"=9\")","v":0},{"$f":"SUMIFS($C$58:$C$77,$AG$4:$AG$23,\"<=9\",$D$58:$D$77,\"=9\")","v":0},{"$f":"SUMIFS($C$58:$C$77,$AG$4:$AG$23,\"<=10\",$D$58:$D$77,\"=9\")","v":0},{"$f":"SUMIFS($C$58:$C$77,$AG$4:$AG$23,\"<=11\",$D$58:$D$77,\"=9\")","v":0},{"$f":"SUMIFS($C$58:$C$77,$AG$4:$AG$23,\"<=12\",$D$58:$D$77,\"=9\")","v":0}]
[null,null,null,null,null,null,null,null,null,null,null,null,null,null,null,null,null,null,null,null,null,null,null,null,null,null,null,null,"Año 10",{"$f":"SUMIFS($C$58:$C$77,$AG$4:$AG$23,\"<=1\",$D$58:$D$77,\"=10\")","v":0},{"$f":"SUMIFS($C$58:$C$77,$AG$4:$AG$23,\"<=2\",$D$58:$D$77,\"=10\")","v":0},{"$f":"SUMIFS($C$58:$C$77,$AG$4:$AG$23,\"<=3\",$D$58:$D$77,\"=10\")","v":0},{"$f":"SUMIFS($C$58:$C$77,$AG$4:$AG$23,\"<=4\",$D$58:$D$77,\"=10\")","v":0},{"$f":"SUMIFS($C$58:$C$77,$AG$4:$AG$23,\"<=5\",$D$58:$D$77,\"=10\")","v":0},{"$f":"SUMIFS($C$58:$C$77,$AG$4:$AG$23,\"<=6\",$D$58:$D$77,\"=10\")","v":0},{"$f":"SUMIFS($C$58:$C$77,$AG$4:$AG$23,\"<=7\",$D$58:$D$77,\"=10\")","v":0},{"$f":"SUMIFS($C$58:$C$77,$AG$4:$AG$23,\"<=8\",$D$58:$D$77,\"=10\")","v":0},{"$f":"SUMIFS($C$58:$C$77,$AG$4:$AG$23,\"<=9\",$D$58:$D$77,\"=10\")","v":0},{"$f":"SUMIFS($C$58:$C$77,$AG$4:$AG$23,\"<=10\",$D$58:$D$77,\"=10\")","v":0},{"$f":"SUMIFS($C$58:$C$77,$AG$4:$AG$23,\"<=11\",$D$58:$D$77,\"=10\")","v":0},{"$f":"SUMIFS($C$58:$C$77,$AG$4:$AG$23,\"<=12\",$D$58:$D$77,\"=10\")","v":0}]
[null,null,"Precio por kilowatt-hora entregado ($/kWh)","Renta mensual fija ($/mes)",null,"¿Qué significan estos modelos de negocio?                                                                                                                                                                                                                              a) Tarifa variable por energía entregada: cada período de facturación el beneficiario pagará  al generador exento un monto calculado sobre la energía que le fue entregada por la central y el precio por kilowatt-hora establecido al momento de firmar el contrato.                                                                                                                                                                                                                                                                              b) Renta mensual fija: los beneficiarios pagarán una cuota mensual fija e independiente de la cantidad de energía que les fue entregada ese mes. Esta cuota puede variar según la categoría tarifaria a la que pertenece el beneficiario.                                                                                                                                                               c) Combinación de tarifa variable y renta fija: El generador exento ofrece el servicio de suministro de energía eléctrica a cambio de una renta fija mensual y un costo variable según la cantidad de energía (kilowatts-hora) entregada al beneficiario (ver opciones a y b).                                                                                                                                                                                                                                                                                 d) Autoconsumo: proyectos desarollados por un grupo de centros de carga que desean utilizar la energía generada por la central distribuida con el objetivo principal de reducir su tarifa eléctrica. En este caso, además de los ingresos por venta de energía no asignada y pagos de excedentes por parte de CFE,  se considerará como flujos positivos a los ahorros que el proyecto otorgará a estos beneficiarios respecto a su tarifa de suministro básico.",null,null,null,null,null,null,null,null,null,null,null,null,null,null,null,null,null,null,null,null,null,null,"Año 11",{"$f":"SUMIFS($C$58:$C$77,$AG$4:$AG$23,\"<=1\",$D$58:$D$77,\"=11\")","v":0},{"$f":"SUMIFS($C$58:$C$77,$AG$4:$AG$23,\"<=2\",$D$58:$D$77,\"=11\")","v":0},{"$f":"SUMIFS($C$58:$C$77,$AG$4:$AG$23,\"<=3\",$D$58:$D$77,\"=11\")","v":0},{"$f":"SUMIFS($C$58:$C$77,$AG$4:$AG$23,\"<=4\",$D$58:$D$77,\"=11\")","v":0},{"$f":"SUMIFS($C$58:$C$77,$AG$4:$AG$23,\"<=5\",$D$58:$D$77,\"=11\")","v":0},{"$f":"SUMIFS($C$58:$C$77,$AG$4:$AG$23,\"<=6\",$D$58:$D$77,\"=11\")","v":0},{"$f":"SUMIFS($C$58:$C$77,$AG$4:$AG$23,\"<=7\",$D$58:$D$77,\"=11\")","v":0},{"$f":"SUMIFS($C$58:$C$77,$AG$4:$AG$23,\"<=8\",$D$58:$D$77,\"=11\")","v":0},{"$f":"SUMIFS($C$58:$C$77,$AG$4:$AG$23,\"<=9\",$D$58:$D$77,\"=11\")","v":0},{"$f":"SUMIFS($C$58:$C$77,$AG$4:$AG$23,\"<=10\",$D$58:$D$77,\"=11\")","v":0},{"$f":"SUMIFS($C$58:$C$77,$AG$4:$AG$23,\"<=11\",$D$58:$D$77,\"=11\")","v":0},{"$f":"SUMIFS($C$58:$C$77,$AG$4:$AG$23,\"<=12\",$D$58:$D$77,\"=11\")","v":0}]
["Tipo de beneficiario DOM ",null,0,0,null,null,null,null,null,null,null,null,null,null,null,null,null,null,null,null,null,null,null,null,null,null,null,null,"Año 12",{"$f":"SUMIFS($C$58:$C$77,$AG$4:$AG$23,\"<=1\",$D$58:$D$77,\"=12\")","v":0},{"$f":"SUMIFS($C$58:$C$77,$AG$4:$AG$23,\"<=2\",$D$58:$D$77,\"=12\")","v":0},{"$f":"SUMIFS($C$58:$C$77,$AG$4:$AG$23,\"<=3\",$D$58:$D$77,\"=12\")","v":0},{"$f":"SUMIFS($C$58:$C$77,$AG$4:$AG$23,\"<=4\",$D$58:$D$77,\"=12\")","v":0},{"$f":"SUMIFS($C$58:$C$77,$AG$4:$AG$23,\"<=5\",$D$58:$D$77,\"=12\")","v":0},{"$f":"SUMIFS($C$58:$C$77,$AG$4:$AG$23,\"<=6\",$D$58:$D$77,\"=12\")","v":0},{"$f":"SUMIFS($C$58:$C$77,$AG$4:$AG$23,\"<=7\",$D$58:$D$77,\"=12\")","v":0},{"$f":"SUMIFS($C$58:$C$77,$AG$4:$AG$23,\"<=8\",$D$58:$D$77,\"=12\")","v":0},{"$f":"SUMIFS($C$58:$C$77,$AG$4:$AG$23,\"<=9\",$D$58:$D$77,\"=12\")","v":0},{"$f":"SUMIFS($C$58:$C$77,$AG$4:$AG$23,\"<=10\",$D$58:$D$77,\"=12\")","v":0},{"$f":"SUMIFS($C$58:$C$77,$AG$4:$AG$23,\"<=11\",$D$58:$D$77,\"=12\")","v":0},{"$f":"SUMIFS($C$58:$C$77,$AG$4:$AG$23,\"<=12\",$D$58:$D$77,\"=12\")","v":0}]
["Tipo de beneficiario DAC ",null,0,0,null,null,null,null,null,null,null,null,null,null,null,null,null,null,null,null,null,null,null,null,null,null,null,null,"Año 13",{"$f":"SUMIFS($C$58:$C$77,$AG$4:$AG$23,\"<=1\",$D$58:$D$77,\"=13\")","v":0},{"$f":"SUMIFS($C$58:$C$77,$AG$4:$AG$23,\"<=2\",$D$58:$D$77,\"=13\")","v":0},{"$f":"SUMIFS($C$58:$C$77,$AG$4:$AG$23,\"<=3\",$D$58:$D$77,\"=13\")","v":0},{"$f":"SUMIFS($C$58:$C$77,$AG$4:$AG$23,\"<=4\",$D$58:$D$77,\"=13\")","v":0},{"$f":"SUMIFS($C$58:$C$77,$AG$4:$AG$23,\"<=5\",$D$58:$D$77,\"=13\")","v":0},{"$f":"SUMIFS($C$58:$C$77,$AG$4:$AG$23,\"<=6\",$D$58:$D$77,\"=13\")","v":0},{"$f":"SUMIFS($C$58:$C$77,$AG$4:$AG$23,\"<=7\",$D$58:$D$77,\"=13\")","v":0},{"$f":"SUMIFS($C$58:$C$77,$AG$4:$AG$23,\"<=8\",$D$58:$D$77,\"=13\")","v":0},{"$f":"SUMIFS($C$58:$C$77,$AG$4:$AG$23,\"<=9\",$D$58:$D$77,\"=13\")","v":0},{"$f":"SUMIFS($C$58:$C$77,$AG$4:$AG$23,\"<=10\",$D$58:$D$77,\"=13\")","v":0},{"$f":"SUMIFS($C$58:$C$77,$AG$4:$AG$23,\"<=11\",$D$58:$D$77,\"=13\")","v":0},{"$f":"SUMIFS($C$58:$C$77,$AG$4:$AG$23,\"<=12\",$D$58:$D$77,\"=13\")","v":0}]
["Tipo de beneficiario PDBT ",null,0,0,null,null,null,null,null,null,null,null,null,null,null,null,null,null,null,null,null,null,null,null,null,null,null,null,"Año 14",{"$f":"SUMIFS($C$58:$C$77,$AG$4:$AG$23,\"<=1\",$D$58:$D$77,\"=14\")","v":0},{"$f":"SUMIFS($C$58:$C$77,$AG$4:$AG$23,\"<=2\",$D$58:$D$77,\"=14\")","v":0},{"$f":"SUMIFS($C$58:$C$77,$AG$4:$AG$23,\"<=3\",$D$58:$D$77,\"=14\")","v":0},{"$f":"SUMIFS($C$58:$C$77,$AG$4:$AG$23,\"<=4\",$D$58:$D$77,\"=14\")","v":0},{"$f":"SUMIFS($C$58:$C$77,$AG$4:$AG$23,\"<=5\",$D$58:$D$77,\"=14\")","v":0},{"$f":"SUMIFS($C$58:$C$77,$AG$4:$AG$23,\"<=6\",$D$58:$D$77,\"=14\")","v":0},{"$f":"SUMIFS($C$58:$C$77,$AG$4:$AG$23,\"<=7\",$D$58:$D$77,\"=14\")","v":0},{"$f":"SUMIFS($C$58:$C$77,$AG$4:$AG$23,\"<=8\",$D$58:$D$77,\"=14\")","v":0},{"$f":"SUMIFS($C$58:$C$77,$AG$4:$AG$23,\"<=9\",$D$58:$D$77,\"=14\")","v":0},{"$f":"SUMIFS($C$58:$C$77,$AG$4:$AG$23,\"<=10\",$D$58:$D$77,\"=14\")","v":0},{"$f":"SUMIFS($C$58:$C$77,$AG$4:$AG$23,\"<=11\",$D$58:$D$77,\"=14\")","v":0},{"$f":"SUMIFS($C$58:$C$77,$AG$4:$AG$23,\"<=12\",$D$58:$D$77,\"=14\")","v":0}]
["Tipo de beneficiario GDBT",null,0,0,null,null,null,null,null,null,null,null,null,null,null,null,null,null,null,null,null,null,null,null,null,null,null,null,"Año 15",{"$f":"SUMIFS($C$58:$C$77,$AG$4:$AG$23,\"<=1\",$D$58:$D$77,\"=15\")","v":0},{"$f":"SUMIFS($C$58:$C$77,$AG$4:$AG$23,\"<=2\",$D$58:$D$77,\"=15\")","v":0},{"$f":"SUMIFS($C$58:$C$77,$AG$4:$AG$23,\"<=3\",$D$58:$D$77,\"=15\")","v":0},{"$f":"SUMIFS($C$58:$C$77,$AG$4:$AG$23,\"<=4\",$D$58:$D$77,\"=15\")","v":0},{"$f":"SUMIFS($C$58:$C$77,$AG$4:$AG$23,\"<=5\",$D$58:$D$77,\"=15\")","v":0},{"$f":"SUMIFS($C$58:$C$77,$AG$4:$AG$23,\"<=6\",$D$58:$D$77,\"=15\")","v":0},{"$f":"SUMIFS($C$58:$C$77,$AG$4:$AG$23,\"<=7\",$D$58:$D$77,\"=15\")","v":0},{"$f":"SUMIFS($C$58:$C$77,$AG$4:$AG$23,\"<=8\",$D$58:$D$77,\"=15\")","v":0},{"$f":"SUMIFS($C$58:$C$77,$AG$4:$AG$23,\"<=9\",$D$58:$D$77,\"=15\")","v":0},{"$f":"SUMIFS($C$58:$C$77,$AG$4:$AG$23,\"<=10\",$D$58:$D$77,\"=15\")","v":0},{"$f":"SUMIFS($C$58:$C$77,$AG$4:$AG$23,\"<=11\",$D$58:$D$77,\"=15\")","v":0},{"$f":"SUMIFS($C$58:$C$77,$AG$4:$AG$23,\"<=12\",$D$58:$D$77,\"=15\")","v":0}]
["Tipo de beneficiario GDMTO",null,0,0,null,null,null,null,null,null,null,null,null,null,null,null,null,null,null,null,null,null,null,null,null,null,null,null,"Año 16",{"$f":"SUMIFS($C$58:$C$77,$AG$4:$AG$23,\"<=1\",$D$58:$D$77,\"=16\")","v":0},{"$f":"SUMIFS($C$58:$C$77,$AG$4:$AG$23,\"<=2\",$D$58:$D$77,\"=16\")","v":0},{"$f":"SUMIFS($C$58:$C$77,$AG$4:$AG$23,\"<=3\",$D$58:$D$77,\"=16\")","v":0},{"$f":"SUMIFS($C$58:$C$77,$AG$4:$AG$23,\"<=4\",$D$58:$D$77,\"=16\")","v":0},{"$f":"SUMIFS($C$58:$C$77,$AG$4:$AG$23,\"<=5\",$D$58:$D$77,\"=16\")","v":0},{"$f":"SUMIFS($C$58:$C$77,$AG$4:$AG$23,\"<=6\",$D$58:$D$77,\"=16\")","v":0},{"$f":"SUMIFS($C$58:$C$77,$AG$4:$AG$23,\"<=7\",$D$58:$D$77,\"=16\")","v":0},{"$f":"SUMIFS($C$58:$C$77,$AG$4:$AG$23,\"<=8\",$D$58:$D$77,\"=16\")","v":0},{"$f":"SUMIFS($C$58:$C$77,$AG$4:$AG$23,\"<=9\",$D$58:$D$77,\"=16\")","v":0},{"$f":"SUMIFS($C$58:$C$77,$AG$4:$AG$23,\"<=10\",$D$58:$D$77,\"=16\")","v":0},{"$f":"SUMIFS($C$58:$C$77,$AG$4:$AG$23,\"<=11\",$D$58:$D$77,\"=16\")","v":0},{"$f":"SUMIFS($C$58:$C$77,$AG$4:$AG$23,\"<=12\",$D$58:$D$77,\"=16\")","v":0}]
["Tipo de beneficiario GDMTH",null,0,0,null,null,null,null,null,null,null,null,null,null,null,null,null,null,null,null,null,null,null,null,null,null,null,null,"Año 17",{"$f":"SUMIFS($C$58:$C$77,$AG$4:$AG$23,\"<=1\",$D$58:$D$77,\"=17\")","v":0},{"$f":"SUMIFS($C$58:$C$77,$AG$4:$AG$23,\"<=2\",$D$58:$D$77,\"=17\")","v":0},{"$f":"SUMIFS($C$58:$C$77,$AG$4:$AG$23,\"<=3\",$D$58:$D$77,\"=17\")","v":0},{"$f":"SUMIFS($C$58:$C$77,$AG$4:$AG$23,\"<=4\",$D$58:$D$77,\"=17\")","v":0},{"$f":"SUMIFS($C$58:$C$77,$AG$4:$AG$23,\"<=5\",$D$58:$D$77,\"=17\")","v":0},{"$f":"SUMIFS($C$58:$C$77,$AG$4:$AG$23,\"<=6\",$D$58:$D$77,\"=17\")","v":0},{"$f":"SUMIFS($C$58:$C$77,$AG$4:$AG$23,\"<=7\",$D$58:$D$77,\"=17\")","v":0},{"$f":"SUMIFS($C$58:$C$77,$AG$4:$AG$23,\"<=8\",$D$58:$D$77,\"=17\")","v":0},{"$f":"SUMIFS($C$58:$C$77,$AG$4:$AG$23,\"<=9\",$D$58:$D$77,\"=17\")","v":0},{"$f":"SUMIFS($C$58:$C$77,$AG$4:$AG$23,\"<=10\",$D$58:$D$77,\"=17\")","v":0},{"$f":"SUMIFS($C$58:$C$77,$AG$4:$AG$23,\"<=11\",$D$58:$D$77,\"=17\")","v":0},{"$f":"SUMIFS($C$58:$C$77,$AG$4:$AG$23,\"<=12\",$D$58:$D$77,\"=17\")","v":0}]
[null,null,null,null,null,null,null,null,null,null,null,null,null,null,null,null,null,null,null,null,null,null,null,null,null,null,null,null,"Año 18",{"$f":"SUMIFS($C$58:$C$77,$AG$4:$AG$23,\"<=1\",$D$58:$D$77,\"=18\")","v":0},{"$f":"SUMIFS($C$58:$C$77,$AG$4:$AG$23,\"<=2\",$D$58:$D$77,\"=18\")","v":0},{"$f":"SUMIFS($C$58:$C$77,$AG$4:$AG$23,\"<=3\",$D$58:$D$77,\"=18\")","v":0},{"$f":"SUMIFS($C$58:$C$77,$AG$4:$AG$23,\"<=4\",$D$58:$D$77,\"=18\")","v":0},{"$f":"SUMIFS($C$58:$C$77,$AG$4:$AG$23,\"<=5\",$D$58:$D$77,\"=18\")","v":0},{"$f":"SUMIFS($C$58:$C$77,$AG$4:$AG$23,\"<=6\",$D$58:$D$77,\"=18\")","v":0},{"$f":"SUMIFS($C$58:$C$77,$AG$4:$AG$23,\"<=7\",$D$58:$D$77,\"=18\")","v":0},{"$f":"SUMIFS($C$58:$C$77,$AG$4:$AG$23,\"<=8\",$D$58:$D$77,\"=18\")","v":0},{"$f":"SUMIFS($C$58:$C$77,$AG$4:$AG$23,\"<=9\",$D$58:$D$77,\"=18\")","v":0},{"$f":"SUMIFS($C$58:$C$77,$AG$4:$AG$23,\"<=10\",$D$58:$D$77,\"=18\")","v":0},{"$f":"SUMIFS($C$58:$C$77,$AG$4:$AG$23,\"<=11\",$D$58:$D$77,\"=18\")","v":0},{"$f":"SUMIFS($C$58:$C$77,$AG$4:$AG$23,\"<=12\",$D$58:$D$77,\"=18\")","v":0}]
[null,null,null,null,null,null,null,null,null,null,null,null,null,null,null,null,null,null,null,null,null,null,null,null,null,null,null,null,"Año 19",{"$f":"SUMIFS($C$58:$C$77,$AG$4:$AG$23,\"<=1\",$D$58:$D$77,\"=19\")","v":0},{"$f":"SUMIFS($C$58:$C$77,$AG$4:$AG$23,\"<=2\",$D$58:$D$77,\"=19\")","v":0},{"$f":"SUMIFS($C$58:$C$77,$AG$4:$AG$23,\"<=3\",$D$58:$D$77,\"=19\")","v":0},{"$f":"SUMIFS($C$58:$C$77,$AG$4:$AG$23,\"<=4\",$D$58:$D$77,\"=19\")","v":0},{"$f":"SUMIFS($C$58:$C$77,$AG$4:$AG$23,\"<=5\",$D$58:$D$77,\"=19\")","v":0},{"$f":"SUMIFS($C$58:$C$77,$AG$4:$AG$23,\"<=6\",$D$58:$D$77,\"=19\")","v":0},{"$f":"SUMIFS($C$58:$C$77,$AG$4:$AG$23,\"<=7\",$D$58:$D$77,\"=19\")","v":0},{"$f":"SUMIFS($C$58:$C$77,$AG$4:$AG$23,\"<=8\",$D$58:$D$77,\"=19\")","v":0},{"$f":"SUMIFS($C$58:$C$77,$AG$4:$AG$23,\"<=9\",$D$58:$D$77,\"=19\")","v":0},{"$f":"SUMIFS($C$58:$C$77,$AG$4:$AG$23,\"<=10\",$D$58:$D$77,\"=19\")","v":0},{"$f":"SUMIFS($C$58:$C$77,$AG$4:$AG$23,\"<=11\",$D$58:$D$77,\"=19\")","v":0},{"$f":"SUMIFS($C$58:$C$77,$AG$4:$AG$23,\"<=12\",$D$58:$D$77,\"=19\")","v":0}]
["VI. Beneficiarios asociados al contrato de generación distribuida colectiva",null,null,null,null,null,null,null,null,null,null,null,null,null,null,null,null,null,null,null,null,null,null,null,null,null,null,null,"Año 20",{"$f":"SUMIFS($C$58:$C$77,$AG$4:$AG$23,\"<=1\",$D$58:$D$77,\"=20\")","v":0},{"$f":"SUMIFS($C$58:$C$77,$AG$4:$AG$23,\"<=2\",$D$58:$D$77,\"=20\")","v":0},{"$f":"SUMIFS($C$58:$C$77,$AG$4:$AG$23,\"<=3\",$D$58:$D$77,\"=20\")","v":0},{"$f":"SUMIFS($C$58:$C$77,$AG$4:$AG$23,\"<=4\",$D$58:$D$77,\"=20\")","v":0},{"$f":"SUMIFS($C$58:$C$77,$AG$4:$AG$23,\"<=5\",$D$58:$D$77,\"=20\")","v":0},{"$f":"SUMIFS($C$58:$C$77,$AG$4:$AG$23,\"<=6\",$D$58:$D$77,\"=20\")","v":0},{"$f":"SUMIFS($C$58:$C$77,$AG$4:$AG$23,\"<=7\",$D$58:$D$77,\"=20\")","v":0},{"$f":"SUMIFS($C$58:$C$77,$AG$4:$AG$23,\"<=8\",$D$58:$D$77,\"=20\")","v":0},{"$f":"SUMIFS($C$58:$C$77,$AG$4:$AG$23,\"<=9\",$D$58:$D$77,\"=20\")","v":0},{"$f":"SUMIFS($C$58:$C$77,$AG$4:$AG$23,\"<=10\",$D$58:$D$77,\"=20\")","v":0},{"$f":"SUMIFS($C$58:$C$77,$AG$4:$AG$23,\"<=11\",$D$58:$D$77,\"=20\")","v":0},{"$f":"SUMIFS($C$58:$C$77,$AG$4:$AG$23,\"<=12\",$D$58:$D$77,\"=20\")","v":0}]
[null,null,null,null,null,null,null,null,null,null,null,null,null,null,null,null,null,null,null,null,null,null,null,null,null,null,null,null,"Año 21",{"$f":"SUMIFS($C$58:$C$77,$AG$4:$AG$23,\"<=1\",$D$58:$D$77,\"=21\")","v":0},{"$f":"SUMIFS($C$58:$C$77,$AG$4:$AG$23,\"<=2\",$D$58:$D$77,\"=21\")","v":0},{"$f":"SUMIFS($C$58:$C$77,$AG$4:$AG$23,\"<=3\",$D$58:$D$77,\"=21\")","v":0},{"$f":"SUMIFS($C$58:$C$77,$AG$4:$AG$23,\"<=4\",$D$58:$D$77,\"=21\")","v":0},{"$f":"SUMIFS($C$58:$C$77,$AG$4:$AG$23,\"<=5\",$D$58:$D$77,\"=21\")","v":0},{"$f":"SUMIFS($C$58:$C$77,$AG$4:$AG$23,\"<=6\",$D$58:$D$77,\"=21\")","v":0},{"$f":"SUMIFS($C$58:$C$77,$AG$4:$AG$23,\"<=7\",$D$58:$D$77,\"=21\")","v":0},{"$f":"SUMIFS($C$58:$C$77,$AG$4:$AG$23,\"<=8\",$D$58:$D$77,\"=21\")","v":0},{"$f":"SUMIFS($C$58:$C$77,$AG$4:$AG$23,\"<=9\",$D$58:$D$77,\"=21\")","v":0},{"$f":"SUMIFS($C$58:$C$77,$AG$4:$AG$23,\"<=10\",$D$58:$D$77,\"=21\")","v":0},{"$f":"SUMIFS($C$58:$C$77,$AG$4:$AG$23,\"<=11\",$D$58:$D$77,\"=21\")","v":0},{"$f":"SUMIFS($C$58:$C$77,$AG$4:$AG$23,\"<=12\",$D$58:$D$77,\"=21\")","v":0}]
[null,"Información sobre los beneficiarios asociados al contrato de generación distribuida colectiva",null,null,null,null,null,null,null,"Matriz con el total de energía asignada mensualmente a todos los beneficiarios durante el período analizado."]
[null,"Tipo de beneficiario","Energía asignada (%)","Año de","Mes de","Duración","Estatus",null,null,null,"Total de energía asignada por mes",null,null,null,null,null,null,null,null,null,null,null,"Estatus",null,null,null,null,null,"Energía asignada únicamente en aquellos años después del año inicial y hasta el último año completo que incluya el contrato (es decir que opere de Enero a Diciembre)"]
[null,null,null,"inicio","inicio","contrato (años)",null,null,null,"Año natural","Ene.","Feb.","Mar.","Abr.","May.","Jun.","Jul.","Ago.","Sept. ","Oct.","Nov.","Dic.",null,null,null,null,null,null,"AÑO","Ene.","Feb.","Mar.","Abr.","May.","Jun.","Jul.","Ago.","Sept. ","Oct.","Nov.","Dic."]
["Beneficiario 1","DAC",0.26,1,"Enero",20,{"$f":"AL4","v":"OK"},null,null,"Año 1",{"$f":"AD34+AD58+AD82","v":0.83000000000000007},0.83000000000000007,0.83000000000000007,0.83000000000000007,0.83000000000000007,0.83000000000000007,0.83000000000000007,0.83000000000000007,0.83000000000000007,0.83000000000000007,0.83000000000000007,0.83000000000000007,{"$f":"IF(AP130=0, \"OK\", \"Error\")","v":"OK"},null,null,null,null,null,"Año 1",{"$f":"SUMIFS($C$58:$C$77,$D$58:$D$77,\"<1\",$AN$4:$AN$23,\">1\")","v":0},0,0,0,0,0,0,0,0,0,0,0]
["Beneficiario 2","DAC",0.26,1,"Enero",20,{"$f":"AL5","v":"OK"},null,null,"Año 2",0.83000000000000007,0.83000000000000007,0.83000000000000007,0.83000000000000007,0.83000000000000007,0.83000000000000007,0.83000000000000007,0.83000000000000007,0.83000000000000007,0.83000000000000007,0.83000000000000007,0.83000000000000007,"OK",null,null,null,null,null,"Año 2",{"$f":"SUMIFS($C$58:$C$77,$D$58:$D$77,\"<2\",$AN$4:$AN$23,\">2\")","v":0.83000000000000007},0.83000000000000007,0.83000000000000007,0.83000000000000007,0.83000000000000007,0.83000000000000007,0.83000000000000007,0.83000000000000007,0.83000000000000007,0.83000000000000007,0.83000000000000007,0.83000000000000007]
["Beneficiario 3","DAC",0.26,1,"Enero",20,{"$f":"AL6","v":"OK"},null,null,"Año 3",0.83000000000000007,0.83000000000000007,0.83000000000000007,0.83000000000000007,0.83000000000000007,0.83000000000000007,0.83000000000000007,0.83000000000000007,0.83000000000000007,0.83000000000000007,0.83000000000000007,0.83000000000000007,"OK",null,null,null,null,null,"Año 3",{"$f":"SUMIFS($C$58:$C$77,$D$58:$D$77,\"<3\",$AN$4:$AN$23,\">3\")","v":0.83000000000000007},0.83000000000000007,0.83000000000000007,0.83000000000000007,0.83000000000000007,0.83000000000000007,0.83000000000000007,0.83000000000000007,0.83000000000000007,0.83000000000000007,0.83000000000000007,0.83000000000000007]
["Beneficiario 4","DOM",0.05,1,"Enero",20,{"$f":"AL7","v":"OK"},null,null,"Año 4",{"$f":"AD37+AD61+AD86","v":0.83000000000000007},0.83000000000000007,0.83000000000000007,0.83000000000000007,0.83000000000000007,0.83000000000000007,0.83000000000000007,0.83000000000000007,0.83000000000000007,0.83000000000000007,0.83000000000000007,0.83000000000000007,"OK",null,null,null,null,null,"Año 4",{"$f":"SUMIFS($C$58:$C$77,$D$58:$D$77,\"<4\",$AN$4:$AN$23,\">4\")","v":0.83000000000000007},0.83000000000000007,0.83000000000000007,0.83000000000000007,0.83000000000000007,0.83000000000000007,0.83000000000000007,0.83000000000000007,0.83000000000000007,0.83000000000000007,0.83000000000000007,0.83000000000000007]
["Beneficiario 5","Ninguno",0,0,"Enero",0,"OK",null,null,"Año 5",{"$f":"AD38+AD62+AD91","v":0.83000000000000007},0.83000000000000007,0.83000000000000007,0.83000000000000007,0.83000000000000007,0.83000000000000007,0.83000000000000007,0.83000000000000007,0.83000000000000007,0.83000000000000007,0.83000000000000007,0.83000000000000007,"OK",null,null,null,null,null,"Año 5",{"$f":"SUMIFS($C$58:$C$77,$D$58:$D$77,\"<5\",$AN$4:$AN$23,\">5\")","v":0.83000000000000007},0.83000000000000007,0.83000000000000007,0.83000000000000007,0.83000000000000007,0.83000000000000007,0.83000000000000007,0.83000000000000007,0.83000000000000007,0.83000000000000007,0.83000000000000007,0.83000000000000007]
["Beneficiario 6","Ninguno",0,0,"Enero",0,"OK",null,null,"Año 6",0.83000000000000007,0.83000000000000007,0.83000000000000007,0.83000000000000007,0.83000000000000007,0.83000000000000007,0.83000000000000007,0.83000000000000007,0.83000000000000007,0.83000000000000007,0.83000000000000007,0.83000000000000007,"OK",null,null,null,null,null,"Año 6",{"$f":"SUMIFS($C$58:$C$77,$D$58:$D$77,\"<6\",$AN$4:$AN$23,\">6\")","v":0.83000000000000007},0.83000000000000007,0.83000000000000007,0.83000000000000007,0.83000000000000007,0.83000000000000007,0.83000000000000007,0.83000000000000007,0.83000000000000007,0.83000000000000007,0.83000000000000007,0.83000000000000007]
["Beneficiario 7","Ninguno",0,0,"Enero",0,"OK",null,null,"Año 7",0.83000000000000007,0.83000000000000007,0.83000000000000007,0.83000000000000007,0.83000000000000007,0.83000000000000007,0.83000000000000007,0.83000000000000007,0.83000000000000007,0.83000000000000007,0.83000000000000007,0.83000000000000007,"OK",null,null,null,null,null,"Año 7",{"$f":"SUMIFS($C$58:$C$77,$D$58:$D$77,\"<7\",$AN$4:$AN$23,\">7\")","v":0.83000000000000007},0.83000000000000007,0.83000000000000007,0.83000000000000007,0.83000000000000007,0.83000000000000007,0.83000000000000007,0.83000000000000007,0.83000000000000007,0.83000000000000007,0.83000000000000007,0.83000000000000007]
["Beneficiario 8","Ninguno",0,0,"Enero",0,"OK",null,null,"Año 8",0.83000000000000007,0.83000000000000007,0.83000000000000007,0.83000000000000007,0.83000000000000007,0.83000000000000007,0.83000000000000007,0.83000000000000007,0.83000000000000007,0.83000000000000007,0.83000000000000007,0.83000000000000007,"OK",null,null,null,null,null,"Año 8",{"$f":"SUMIFS($C$58:$C$77,$D$58:$D$77,\"<8\",$AN$4:$AN$23,\">8\")","v":0.83000000000000007},0.83000000000000007,0.83000000000000007,0.83000000000000007,0.83000000000000007,0.83000000000000007,0.83000000000000007,0.83000000000000007,0.83000000000000007,0.83000000000000007,0.83000000000000007,0.83000000000000007]
["Beneficiario 9","Ninguno",0,0,"Enero",0,"OK",null,null,"Año 9",{"$f":"AD42+AD66+AD101","v":0.83000000000000007},0.83000000000000007,0.83000000000000007,0.83000000000000007,0.83000000000000007,0.83000000000000007,0.83000000000000007,0.83000000000000007,0.83000000000000007,0.83000000000000007,0.83000000000000007,0.83000000000000007,"OK",null,null,null,null,null,"Año 9",{"$f":"SUMIFS($C$58:$C$77,$D$58:$D$77,\"<9\",$AN$4:$AN$23,\">9\")","v":0.83000000000000007},0.83000000000000007,0.83000000000000007,0.83000000000000007,0.83000000000000007,0.83000000000000007,0.83000000000000007,0.83000000000000007,0.83000000000000007,0.83000000000000007,0.83000000000000007,0.83000000000000007]
["Beneficiario 10","Ninguno",0,0,"Enero",0,"OK",null,null,"Año 10",0.83000000000000007,0.83000000000000007,0.83000000000000007,0.83000000000000007,0.83000000000000007,0.83000000000000007,0.83000000000000007,0.83000000000000007,0.83000000000000007,0.83000000000000007,0.83000000000000007,0.83000000000000007,"OK",null,null,null,null,null,"Año 10",{"$f":"SUMIFS($C$58:$C$77,$D$58:$D$77,\"<10\",$AN$4:$AN$23,\">10\")","v":0.83000000000000007},0.83000000000000007,0.83000000000000007,0.83000000000000007,0.83000000000000007,0.83000000000000007,0.83000000000000007,0.83000000000000007,0.83000000000000007,0.83000000000000007,0.83000000000000007,0.83000000000000007]
["Beneficiario 11","Ninguno",0,0,"Enero",0,"OK",null,null,"Año 11",0.83000000000000007,0.83000000000000007,0.83000000000000007,0.83000000000000007,0.83000000000000007,0.83000000000000007,0.83000000000000007,0.83000000000000007,0.83000000000000007,0.83000000000000007,0.83000000000000007,0.83000000000000007,"OK",null,null,null,null,null,"Año 11",{"$f":"SUMIFS($C$58:$C$77,$D$58:$D$77,\"<11\",$AN$4:$AN$23,\">11\")","v":0.83000000000000007},0.83000000000000007,0.83000000000000007,0.83000000000000007,0.83000000000000007,0.83000000000000007,0.83000000000000007,0.83000000000000007,0.83000000000000007,0.83000000000000007,0.83000000000000007,0.83000000000000007]
["Beneficiario 12","Ninguno",0,0,"Enero",0,"OK",null,null,"Año 12",{"$f":"AD45+AD69+AD105","v":0.83000000000000007},0.83000000000000007,0.83000000000000007,0.83000000000000007,0.83000000000000007,0.83000000000000007,0.83000000000000007,0.83000000000000007,0.83000000000000007,0.83000000000000007,0.83000000000000007,0.83000000000000007,"OK",null,null,null,null,null,"Año 12",{"$f":"SUMIFS($C$58:$C$77,$D$58:$D$77,\"<12\",$AN$4:$AN$23,\">12\")","v":0.83000000000000007},0.83000000000000007,0.83000000000000007,0.83000000000000007,0.83000000000000007,0.83000000000000007,0.83000000000000007,0.83000000000000007,0.83000000000000007,0.83000000000000007,0.83000000000000007,0.83000000000000007]
["Beneficiario 13","Ninguno",0,0,"Enero",0,"OK",null,null,"Año 13",{"$f":"AD46+AD70+AD118","v":0.83000000000000007},{"$f":"AE46+AE70+AE118","v":0.83000000000000007},{"$f":"AF46+AF70+AF118","v":0.83000000000000007},{"$f":"AG46+AG70+AG118","v":0.83000000000000007},{"$f":"AH46+AH70+AH118","v":0.83000000000000007},{"$f":"AI46+AI70+AI118","v":0.83000000000000007},{"$f":"AJ46+AJ70+AJ118","v":0.83000000000000007},{"$f":"AK46+AK70+AK118","v":0.83000000000000007},{"$f":"AL46+AL70+AL118","v":0.83000000000000007},{"$f":"AM46+AM70+AM118","v":0.83000000000000007},{"$f":"AN46+AN70+AN118","v":0.83000000000000007},{"$f":"AO46+AO70+AO118","v":0.83000000000000007},"OK",null,null,null,null,null,"Año 13",{"$f":"SUMIFS($C$58:$C$77,$D$58:$D$77,\"<13\",$AN$4:$AN$23,\">13\")","v":0.83000000000000007},0.83000000000000007,0.83000000000000007,0.83000000000000007,0.83000000000000007,0.83000000000000007,0.83000000000000007,0.83000000000000007,0.83000000000000007,0.83000000000000007,0.83000000000000007,0.83000000000000007]
["Beneficiario 14","Ninguno",0,0,"Enero",0,"OK",null,null,"Año 14",0.83000000000000007,0.83000000000000007,0.83000000000000007,0.83000000000000007,0.83000000000000007,0.83000000000000007,0.83000000000000007,0.83000000000000007,0.83000000000000007,0.83000000000000007,0.83000000000000007,0.83000000000000007,"OK",null,null,null,null,null,"Año 14",{"$f":"SUMIFS($C$58:$C$77,$D$58:$D$77,\"<14\",$AN$4:$AN$23,\">14\")","v":0.83000000000000007},0.83000000000000007,0.83000000000000007,0.83000000000000007,0.83000000000000007,0.83000000000000007,0.83000000000000007,0.83000000000000007,0.83000000000000007,0.83000000000000007,0.83000000000000007,0.83000000000000007]
["Beneficiario 15","Ninguno",0,0,"Enero",0,"OK",null,null,"Año 15",0.83000000000000007,0.83000000000000007,0.83000000000000007,0.83000000000000007,0.83000000000000007,0.83000000000000007,0.83000000000000007,0.83000000000000007,0.83000000000000007,0.83000000000000007,0.83000000000000007,0.83000000000000007,"OK",null,null,null,null,null,"Año 15",{"$f":"SUMIFS($C$58:$C$77,$D$58:$D$77,\"<15\",$AN$4:$AN$23,\">15\")","v":0.83000000000000007},0.83000000000000007,0.83000000000000007,0.83000000000000007,0.83000000000000007,0.83000000000000007,0.83000000000000007,0.83000000000000007,0.83000000000000007,0.83000000000000007,0.83000000000000007,0.83000000000000007]
["Beneficiario 16","Ninguno",0,0,"Enero",0,"OK",null,null,"Año 16",0.83000000000000007,0.83000000000000007,0.83000000000000007,0.83000000000000007,0.83000000000000007,0.83000000000000007,0.83000000000000007,0.83000000000000007,0.83000000000000007,0.83000000000000007,0.83000000000000007,0.83000000000000007,"OK",null,null,null,null,null,"Año 16",{"$f":"SUMIFS($C$58:$C$77,$D$58:$D$77,\"<16\",$AN$4:$AN$23,\">16\")","v":0.83000000000000007},0.83000000000000007,0.83000000000000007,0.83000000000000007,0.83000000000000007,0.83000000000000007,0.83000000000000007,0.83000000000000007,0.83000000000000007,0.83000000000000007,0.83000000000000007,0.83000000000000007]
["Beneficiario 17","Ninguno",0,0,"Enero",0,"OK",null,null,"Año 17",0.83000000000000007,0.83000000000000007,0.83000000000000007,0.83000000000000007,0.83000000000000007,0.83000000000000007,0.83000000000000007,0.83000000000000007,0.83000000000000007,0.83000000000000007,0.83000000000000007,0.83000000000000007,"OK",null,null,null,null,null,"Año 17",{"$f":"SUMIFS($C$58:$C$77,$D$58:$D$77,\"<17\",$AN$4:$AN$23,\">17\")","v":0.83000000000000007},0.83000000000000007,0.83000000000000007,0.83000000000000007,0.83000000000000007,0.83000000000000007,0.83000000000000007,0.83000000000000007,0.83000000000000007,0.83000000000000007,0.83000000000000007,0.83000000000000007]
["Beneficiario 18","Ninguno",0,0,"Enero",0,"OK",null,null,"Año 18",0.83000000000000007,0.83000000000000007,0.83000000000000007,0.83000000000000007,0.83000000000000007,0.83000000000000007,0.83000000000000007,0.83000000000000007,0.83000000000000007,0.83000000000000007,0.83000000000000007,0.83000000000000007,"OK",null,null,null,null,null,"Año 18",{"$f":"SUMIFS($C$58:$C$77,$D$58:$D$77,\"<18\",$AN$4:$AN$23,\">18\")","v":0.83000000000000007},0.83000000000000007,0.83000000000000007,0.83000000000000007,0.83000000000000007,0.83000000000000007,0.83000000000000007,0.83000000000000007,0.83000000000000007,0.83000000000000007,0.83000000000000007,0.83000000000000007]
["Beneficiario 19","Ninguno",0,0,"Enero",0,"OK",null,null,"Año 19",0.83000000000000007,0.83000000000000007,0.83000000000000007,0.83000000000000007,0.83000000000000007,0.83000000000000007,0.83000000000000007,0.83000000000000007,0.83000000000000007,0.83000000000000007,0.83000000000000007,0.83000000000000007,"OK",null,null,null,null,null,"Año 19",{"$f":"SUMIFS($C$58:$C$77,$D$58:$D$77,\"<19\",$AN$4:$AN$23,\">19\")","v":0.83000000000000007},0.83000000000000007,0.83000000000000007,0.83000000000000007,0.83000000000000007,0.83000000000000007,0.83000000000000007,0.83000000000000007,0.83000000000000007,0.83000000000000007,0.83000000000000007,0.83000000000000007]
["Beneficiario 20","Ninguno",0,0,"Enero",1,"OK",null,null,"Año 20",0.83000000000000007,0.83000000000000007,0.83000000000000007,0.83000000000000007,0.83000000000000007,0.83000000000000007,0.83000000000000007,0.83000000000000007,0.83000000000000007,0.83000000000000007,0.83000000000000007,0.83000000000000007,"OK",null,null,null,null,null,"Año 20",{"$f":"SUMIFS($C$58:$C$77,$D$58:$D$77,\"<20\",$AN$4:$AN$23,\">20\")","v":0.83000000000000007},0.83000000000000007,0.83000000000000007,0.83000000000000007,0.83000000000000007,0.83000000000000007,0.83000000000000007,0.83000000000000007,0.83000000000000007,0.83000000000000007,0.83000000000000007,0.83000000000000007]
[null,null,null,null,null,null,null,null,null,"Año 21",0,0,0,0,0,0,0,0,0,0,0,0,"OK",null,null,null,null,null,"Año 21",{"$f":"SUMIFS($C$58:$C$77,$D$58:$D$77,\"<21\",$AN$4:$AN$23,\">21\")","v":0},0,0,0,0,0,0,0,0,0,0,0]
[]
["VII. Glosario",null,null,null,null,null,null,null,null,null,null,null,null,null,null,null,null,null,null,null,null,null,null,null,null,null,null,null,"Energía asignada únicamente en el último año de los contratos con los beneficiarios, cuando estos inician en un mes que no es Enero."]
[null,null,null,null,null,null,null,null,null,null,null,null,null,null,null,null,null,null,null,null,null,null,null,null,null,null,null,null,"AÑO","Ene.","Feb.","Mar.","Abr.","May.","Jun.","Jul.","Ago.","Sept. ","Oct.","Nov.","Dic."]
[null,null,null,null,null,null,null,null,null,null,null,null,null,null,null,null,null,null,null,null,null,null,null,null,null,null,null,null,"Año 1",{"$f":"SUMIFS($C$58:$C$77,$AG$4:$AG$23,\">1\",$AN$4:$AN$23,\"=1\")","v":0},{"$f":"SUMIFS($C$58:$C$77,$AG$4:$AG$23,\">2\",$AN$4:$AN$23,\"=1\")","v":0},{"$f":"SUMIFS($C$58:$C$77,$AG$4:$AG$23,\">3\",$AN$4:$AN$23,\"=1\")","v":0},{"$f":"SUMIFS($C$58:$C$77,$AG$4:$AG$23,\">4\",$AN$4:$AN$23,\"=1\")","v":0},{"$f":"SUMIFS($C$58:$C$77,$AG$4:$AG$23,\">5\",$AN$4:$AN$23,\"=1\")","v":0},{"$f":"SUMIFS($C$58:$C$77,$AG$4:$AG$23,\">6\",$AN$4:$AN$23,\"=1\")","v":0},{"$f":"SUMIFS($C$58:$C$77,$AG$4:$AG$23,\">7\",$AN$4:$AN$23,\"=1\")","v":0},{"$f":"SUMIFS($C$58:$C$77,$AG$4:$AG$23,\">8\",$AN$4:$AN$23,\"=1\")","v":0},{"$f":"SUMIFS($C$58:$C$77,$AG$4:$AG$23,\">9\",$AN$4:$AN$23,\"=1\")","v":0},{"$f":"SUMIFS($C$58:$C$77,$AG$4:$AG$23,\">10\",$AN$4:$AN$23,\"=1\")","v":0},{"$f":"SUMIFS($C$58:$C$77,$AG$4:$AG$23,\">11\",$AN$4:$AN$23,\"=1\")","v":0},{"$f":"SUMIFS($C$58:$C$77,$AG$4:$AG$23,\">12\",$AN$4:$AN$23,\"=1\")","v":0}]
["Año de inicio: Número de año en que inicia el contrato entre el generador exento y el beneficiario; minímo 1 y máximo 20.",null,null,null,null,null,null,null,null,null,null,null,null,null,null,null,null,null,null,null,null,null,null,null,null,null,null,null,"Año 2",{"$f":"SUMIFS($C$58:$C$77,$AG$4:$AG$23,\">1\",$AN$4:$AN$23,\"=2\")","v":0},{"$f":"SUMIFS($C$58:$C$77,$AG$4:$AG$23,\">2\",$AN$4:$AN$23,\"=2\")","v":0},{"$f":"SUMIFS($C$58:$C$77,$AG$4:$AG$23,\">3\",$AN$4:$AN$23,\"=2\")","v":0},{"$f":"SUMIFS($C$58:$C$77,$AG$4:$AG$23,\">4\",$AN$4:$AN$23,\"=2\")","v":0},{"$f":"SUMIFS($C$58:$C$77,$AG$4:$AG$23,\">5\",$AN$4:$AN$23,\"=2\")","v":0},{"$f":"SUMIFS($C$58:$C$77,$AG$4:$AG$23,\">6\",$AN$4:$AN$23,\"=2\")","v":0},{"$f":"SUMIFS($C$58:$C$77,$AG$4:$AG$23,\">7\",$AN$4:$AN$23,\"=2\")","v":0},{"$f":"SUMIFS($C$58:$C$77,$AG$4:$AG$23,\">8\",$AN$4:$AN$23,\"=2\")","v":0},{"$f":"SUMIFS($C$58:$C$77,$AG$4:$AG$23,\">9\",$AN$4:$AN$23,\"=2\")","v":0},{"$f":"SUMIFS($C$58:$C$77,$AG$4:$AG$23,\">10\",$AN$4:$AN$23,\"=2\")","v":0},{"$f":"SUMIFS($C$58:$C$77,$AG$4:$AG$23,\">11\",$AN$4:$AN$23,\"=2\")","v":0},{"$f":"SUMIFS($C$58:$C$77,$AG$4:$AG$23,\">12\",$AN$4:$AN$23,\"=2\")","v":0}]
["Año de operación u operativo: se ajustará dependiendo del mes en que inicie operaciones la central. Por ejemplo, si la central comienza a operar en marzo, el primero año de operación comprenderá desde la primera hora del 1º de marzo, hasta la última hora del 30 de abril. El período de 20 años a evaluar comprenderá 20 años operativos."]
["Año natural: período de tiempo que comprende desde la primera hora del 1º de enero hasta la última hora del 31 de diciembre."]
["Beneficiario: consumidor de suministro básico que ha sido asociado al contrato de generación distribuida colectivo y asignado un porcentaje de la energía generada por la central.",null,null,null,null,null,null,null,null,null,null,null,null,null,null,null,null,null,null,null,null,null,null,null,null,null,null,null,"Año 4",{"$f":"SUMIFS($C$58:$C$77,$AG$4:$AG$23,\">1\",$AN$4:$AN$23,\"=4\")","v":0},{"$f":"SUMIFS($C$58:$C$77,$AG$4:$AG$23,\">2\",$AN$4:$AN$23,\"=4\")","v":0},{"$f":"SUMIFS($C$58:$C$77,$AG$4:$AG$23,\">3\",$AN$4:$AN$23,\"=4\")","v":0},{"$f":"SUMIFS($C$58:$C$77,$AG$4:$AG$23,\">4\",$AN$4:$AN$23,\"=4\")","v":0},{"$f":"SUMIFS($C$58:$C$77,$AG$4:$AG$23,\">5\",$AN$4:$AN$23,\"=4\")","v":0},{"$f":"SUMIFS($C$58:$C$77,$AG$4:$AG$23,\">6\",$AN$4:$AN$23,\"=4\")","v":0},{"$f":"SUMIFS($C$58:$C$77,$AG$4:$AG$23,\">7\",$AN$4:$AN$23,\"=4\")","v":0},{"$f":"SUMIFS($C$58:$C$77,$AG$4:$AG$23,\">8\",$AN$4:$AN$23,\"=4\")","v":0},{"$f":"SUMIFS($C$58:$C$77,$AG$4:$AG$23,\">9\",$AN$4:$AN$23,\"=4\")","v":0},{"$f":"SUMIFS($C$58:$C$77,$AG$4:$AG$23,\">10\",$AN$4:$AN$23,\"=4\")","v":0},{"$f":"SUMIFS($C$58:$C$77,$AG$4:$AG$23,\">11\",$AN$4:$AN$23,\"=4\")","v":0},{"$f":"SUMIFS($C$58:$C$77,$AG$4:$AG$23,\">12\",$AN$4:$AN$23,\"=4\")","v":0}]
["Depreciación: pérdida de valor de un bien como consecuencia de su desgaste con el paso del tiempo. El usuario puede indicar el porcentaje del costo total del activo de generación que será depreciado así como el período en el que será aplicada la depreciación en línea recta. La Ley del Impuesto sobre la Renta (artículo 34, fracción XIII) permite depreciar hasta el 100% de los activos de energía renovable desde el primer año y hasta por un período de diez años. Esto siempre que el activo permanezca en operación por al menos 5 años."]
["Duración de contrato: número de años en los que estará vigente el contrato. Estos se contarán a partir del mes y año en el que inicie el contrato del beneficiario. Es posible que la duración del contrato se extienda más allá de los 20 años evaluados en este modelo, sin embargo los ingresos obtenidos más allá del año 20 de operación no serán tomados en cuenta."]
["Energía asignada: porcentaje de la energía generada por la central distribuida (kilowatts-hora) que le corresponde a cada beneficiario y será utilizada para calcular tanto los pagos que deberá hacer al generador exento como los ahorros proyectados en su factura eléctrica de suministro básico."]
["Estatus: \"OK\" indica que todos los datos necesarios han sido introducidos correctamente mientras que \"Error\" marca que existe alguna inconsistencia en la información y debe ser revisada. Es posible que el programa realice la evaluación aún con errores pero los resultados no serían fiables."]
["Inflación: aumento generalizado y sostenido de los precios y servicios en un país durante un tiempo sostenido, en este caso, anual. ",null,null,null,null,null,null,null,null,null,null,null,null,null,null,null,null,null,null,null,null,null,null,null,null,null,null,null,"Año 5",{"$f":"SUMIFS($C$58:$C$77,$AG$4:$AG$23,\">1\",$AN$4:$AN$23,\"=5\")","v":0},{"$f":"SUMIFS($C$58:$C$77,$AG$4:$AG$23,\">2\",$AN$4:$AN$23,\"=5\")","v":0},{"$f":"SUMIFS($C$58:$C$77,$AG$4:$AG$23,\">3\",$AN$4:$AN$23,\"=5\")","v":0},{"$f":"SUMIFS($C$58:$C$77,$AG$4:$AG$23,\">4\",$AN$4:$AN$23,\"=5\")","v":0},{"$f":"SUMIFS($C$58:$C$77,$AG$4:$AG$23,\">5\",$AN$4:$AN$23,\"=5\")","v":0},{"$f":"SUMIFS($C$58:$C$77,$AG$4:$AG$23,\">6\",$AN$4:$AN$23,\"=5\")","v":0},{"$f":"SUMIFS($C$58:$C$77,$AG$4:$AG$23,\">7\",$AN$4:$AN$23,\"=5\")","v":0},{"$f":"SUMIFS($C$58:$C$77,$AG$4:$AG$23,\">8\",$AN$4:$AN$23,\"=5\")","v":0},{"$f":"SUMIFS($C$58:$C$77,$AG$4:$AG$23,\">9\",$AN$4:$AN$23,\"=5\")","v":0},{"$f":"SUMIFS($C$58:$C$77,$AG$4:$AG$23,\">10\",$AN$4:$AN$23,\"=5\")","v":0},{"$f":"SUMIFS($C$58:$C$77,$AG$4:$AG$23,\">11\",$AN$4:$AN$23,\"=5\")","v":0},{"$f":"SUMIFS($C$58:$C$77,$AG$4:$AG$23,\">12\",$AN$4:$AN$23,\"=5\")","v":0}]
["Mes de inicio: Mes en el que se da por iniciado el contrato entre el generador exento y el beneficiario. El modelo considera que el beneficiario comenzará a recibir energía del generador exento a partir de este mes. En el año 1 este no podrá ser anterior al mes de inicio de operaciones.",null,null,null,null,null,null,null,null,null,null,null,null,null,null,null,null,null,null,null,null,null,null,null,null,null,null,null,"Año 6",{"$f":"SUMIFS($C$58:$C$77,$AG$4:$AG$23,\">1\",$AN$4:$AN$23,\"=6\")","v":0},{"$f":"SUMIFS($C$58:$C$77,$AG$4:$AG$23,\">2\",$AN$4:$AN$23,\"=6\")","v":0},{"$f":"SUMIFS($C$58:$C$77,$AG$4:$AG$23,\">3\",$AN$4:$AN$23,\"=6\")","v":0},{"$f":"SUMIFS($C$58:$C$77,$AG$4:$AG$23,\">4\",$AN$4:$AN$23,\"=6\")","v":0},{"$f":"SUMIFS($C$58:$C$77,$AG$4:$AG$23,\">5\",$AN$4:$AN$23,\"=6\")","v":0},{"$f":"SUMIFS($C$58:$C$77,$AG$4:$AG$23,\">6\",$AN$4:$AN$23,\"=6\")","v":0},{"$f":"SUMIFS($C$58:$C$77,$AG$4:$AG$23,\">7\",$AN$4:$AN$23,\"=6\")","v":0},{"$f":"SUMIFS($C$58:$C$77,$AG$4:$AG$23,\">8\",$AN$4:$AN$23,\"=6\")","v":0},{"$f":"SUMIFS($C$58:$C$77,$AG$4:$AG$23,\">9\",$AN$4:$AN$23,\"=6\")","v":0},{"$f":"SUMIFS($C$58:$C$77,$AG$4:$AG$23,\">10\",$AN$4:$AN$23,\"=6\")","v":0},{"$f":"SUMIFS($C$58:$C$77,$AG$4:$AG$23,\">11\",$AN$4:$AN$23,\"=6\")","v":0},{"$f":"SUMIFS($C$58:$C$77,$AG$4:$AG$23,\">12\",$AN$4:$AN$23,\"=6\")","v":0}]
[null,null,null,null,null,null,null,null,null,null,null,null,null,null,null,null,null,null,null,null,null,null,null,null,null,null,null,null,"Año 7",{"$f":"SUMIFS($C$58:$C$77,$AG$4:$AG$23,\">1\",$AN$4:$AN$23,\"=7\")","v":0},{"$f":"SUMIFS($C$58:$C$77,$AG$4:$AG$23,\">2\",$AN$4:$AN$23,\"=7\")","v":0},{"$f":"SUMIFS($C$58:$C$77,$AG$4:$AG$23,\">3\",$AN$4:$AN$23,\"=7\")","v":0},{"$f":"SUMIFS($C$58:$C$77,$AG$4:$AG$23,\">4\",$AN$4:$AN$23,\"=7\")","v":0},{"$f":"SUMIFS($C$58:$C$77,$AG$4:$AG$23,\">5\",$AN$4:$AN$23,\"=7\")","v":0},{"$f":"SUMIFS($C$58:$C$77,$AG$4:$AG$23,\">6\",$AN$4:$AN$23,\"=7\")","v":0},{"$f":"SUMIFS($C$58:$C$77,$AG$4:$AG$23,\">7\",$AN$4:$AN$23,\"=7\")","v":0},{"$f":"SUMIFS($C$58:$C$77,$AG$4:$AG$23,\">8\",$AN$4:$AN$23,\"=7\")","v":0},{"$f":"SUMIFS($C$58:$C$77,$AG$4:$AG$23,\">9\",$AN$4:$AN$23,\"=7\")","v":0},{"$f":"SUMIFS($C$58:$C$77,$AG$4:$AG$23,\">10\",$AN$4:$AN$23,\"=7\")","v":0},{"$f":"SUMIFS($C$58:$C$77,$AG$4:$AG$23,\">11\",$AN$4:$AN$23,\"=7\")","v":0},{"$f":"SUMIFS($C$58:$C$77,$AG$4:$AG$23,\">12\",$AN$4:$AN$23,\"=7\")","v":0}]
["Mes de inicio de operaciones : Mes en el que iniciará a operar la central de generación distribuida. A partir de este mes comenzará a contabilizarse el período de 20 años a evaluar.",null,null,null,null,null,null,null,null,null,null,null,null,null,null,null,null,null,null,null,null,null,null,null,null,null,null,null,"Año 8",{"$f":"SUMIFS($C$58:$C$77,$AG$4:$AG$23,\">1\",$AN$4:$AN$23,\"=8\")","v":0},{"$f":"SUMIFS($C$58:$C$77,$AG$4:$AG$23,\">2\",$AN$4:$AN$23,\"=8\")","v":0},{"$f":"SUMIFS($C$58:$C$77,$AG$4:$AG$23,\">3\",$AN$4:$AN$23,\"=8\")","v":0},{"$f":"SUMIFS($C$58:$C$77,$AG$4:$AG$23,\">4\",$AN$4:$AN$23,\"=8\")","v":0},{"$f":"SUMIFS($C$58:$C$77,$AG$4:$AG$23,\">5\",$AN$4:$AN$23,\"=8\")","v":0},{"$f":"SUMIFS($C$58:$C$77,$AG$4:$AG$23,\">6\",$AN$4:$AN$23,\"=8\")","v":0},{"$f":"SUMIFS($C$58:$C$77,$AG$4:$AG$23,\">7\",$AN$4:$AN$23,\"=8\")","v":0},{"$f":"SUMIFS($C$58:$C$77,$AG$4:$AG$23,\">8\",$AN$4:$AN$23,\"=8\")","v":0},{"$f":"SUMIFS($C$58:$C$77,$AG$4:$AG$23,\">9\",$AN$4:$AN$23,\"=8\")","v":0},{"$f":"SUMIFS($C$58:$C$77,$AG$4:$AG$23,\">10\",$AN$4:$AN$23,\"=8\")","v":0},{"$f":"SUMIFS($C$58:$C$77,$AG$4:$AG$23,\">11\",$AN$4:$AN$23,\"=8\")","v":0},{"$f":"SUMIFS($C$58:$C$77,$AG$4:$AG$23,\">12\",$AN$4:$AN$23,\"=8\")","v":0}]
["Plazo del crédito: período de tiempo en el que deberá devolverse el préstamo a la institución financiera, con intereses."]
["Porcentaje de deuda: porcentaje de la inversión inicial del proyecto que será financiada mediante un crédito con intereses y no con recursos propios."]
["Precio por kWh entregado: precio por kilowatt-hora que el generador exento ofrece a cada beneficiario. Este deberá expresarse en pesos mexicanos. Es posible que el precio pactado sea cero."]
["Renta mensual fija: monto fijo que los beneficiarios pagarán mensualmente al generador exento por el suministro de energía eléctrica, independientemente de los kilowatt-hora entregados.",null,null,null,null,null,null,null,null,null,null,null,null,null,null,null,null,null,null,null,null,null,null,null,null,null,null,null,"Año 12",{"$f":"SUMIFS($C$58:$C$77,$AG$4:$AG$23,\">1\",$AN$4:$AN$23,\"=12\")","v":0},{"$f":"SUMIFS($C$58:$C$77,$AG$4:$AG$23,\">2\",$AN$4:$AN$23,\"=12\")","v":0},{"$f":"SUMIFS($C$58:$C$77,$AG$4:$AG$23,\">3\",$AN$4:$AN$23,\"=12\")","v":0},{"$f":"SUMIFS($C$58:$C$77,$AG$4:$AG$23,\">4\",$AN$4:$AN$23,\"=12\")","v":0},{"$f":"SUMIFS($C$58:$C$77,$AG$4:$AG$23,\">5\",$AN$4:$AN$23,\"=12\")","v":0},{"$f":"SUMIFS($C$58:$C$77,$AG$4:$AG$23,\">6\",$AN$4:$AN$23,\"=12\")","v":0},{"$f":"SUMIFS($C$58:$C$77,$AG$4:$AG$23,\">7\",$AN$4:$AN$23,\"=12\")","v":0},{"$f":"SUMIFS($C$58:$C$77,$AG$4:$AG$23,\">8\",$AN$4:$AN$23,\"=12\")","v":0},{"$f":"SUMIFS($C$58:$C$77,$AG$4:$AG$23,\">9\",$AN$4:$AN$23,\"=12\")","v":0},{"$f":"SUMIFS($C$58:$C$77,$AG$4:$AG$23,\">10\",$AN$4:$AN$23,\"=12\")","v":0},{"$f":"SUMIFS($C$58:$C$77,$AG$4:$AG$23,\">11\",$AN$4:$AN$23,\"=12\")","v":0},{"$f":"SUMIFS($C$58:$C$77,$AG$4:$AG$23,\">12\",$AN$4:$AN$23,\"=12\")","v":0}]
["Tasa de descuento: Costo de capital que se aplicará para determinar el valor presente neto de un pago futuro. Como ejemplo, puede utilizarse la Tasa de Interés Interbancario que publica el Banco de México periódicamente."]
["Tasa de interés anual: porcentaje que la institución financiera cobrará anualmente al beneficiario sobre los saldos insolutos del crédito otorgado. "]
["Tipo de beneficiario:  Clasificación del beneficiario según la categoría tarifaria de suministro básico a la que pertenece. Para proyectos en baja tensión, el modelo considera como potenciales beneficiarios a los consumidores domésticos de bajo consumo (DOM), domésticos de alto consumo (DAC), no domésticos con pequeña demanda (PDBT), no domésticos con gran demanda (GDBT) y riego agrícola en baja tensión (RABT). Para mayor información de estas categorías, ir a la pestaña 3.",null,null,null,null,null,null,null,null,null,null,null,null,null,null,null,null,null,null,null,null,null,null,null,null,null,null,null,"Año 9",{"$f":"SUMIFS($C$58:$C$77,$AG$4:$AG$23,\">1\",$AN$4:$AN$23,\"=9\")","v":0},{"$f":"SUMIFS($C$58:$C$77,$AG$4:$AG$23,\">2\",$AN$4:$AN$23,\"=9\")","v":0},{"$f":"SUMIFS($C$58:$C$77,$AG$4:$AG$23,\">3\",$AN$4:$AN$23,\"=9\")","v":0},{"$f":"SUMIFS($C$58:$C$77,$AG$4:$AG$23,\">4\",$AN$4:$AN$23,\"=9\")","v":0},{"$f":"SUMIFS($C$58:$C$77,$AG$4:$AG$23,\">5\",$AN$4:$AN$23,\"=9\")","v":0},{"$f":"SUMIFS($C$58:$C$77,$AG$4:$AG$23,\">6\",$AN$4:$AN$23,\"=9\")","v":0},{"$f":"SUMIFS($C$58:$C$77,$AG$4:$AG$23,\">7\",$AN$4:$AN$23,\"=9\")","v":0},{"$f":"SUMIFS($C$58:$C$77,$AG$4:$AG$23,\">8\",$AN$4:$AN$23,\"=9\")","v":0},{"$f":"SUMIFS($C$58:$C$77,$AG$4:$AG$23,\">9\",$AN$4:$AN$23,\"=9\")","v":0},{"$f":"SUMIFS($C$58:$C$77,$AG$4:$AG$23,\">10\",$AN$4:$AN$23,\"=9\")","v":0},{"$f":"SUMIFS($C$58:$C$77,$AG$4:$AG$23,\">11\",$AN$4:$AN$23,\"=9\")","v":0},{"$f":"SUMIFS($C$58:$C$77,$AG$4:$AG$23,\">12\",$AN$4:$AN$23,\"=9\")","v":0}]
[null,null,null,null,null,null,null,null,null,null,null,null,null,null,null,null,null,null,null,null,null,null,null,null,null,null,null,null,"Año 10",{"$f":"SUMIFS($C$58:$C$77,$AG$4:$AG$23,\">1\",$AN$4:$AN$23,\"=10\")","v":0},{"$f":"SUMIFS($C$58:$C$77,$AG$4:$AG$23,\">2\",$AN$4:$AN$23,\"=10\")","v":0},{"$f":"SUMIFS($C$58:$C$77,$AG$4:$AG$23,\">3\",$AN$4:$AN$23,\"=10\")","v":0},{"$f":"SUMIFS($C$58:$C$77,$AG$4:$AG$23,\">4\",$AN$4:$AN$23,\"=10\")","v":0},{"$f":"SUMIFS($C$58:$C$77,$AG$4:$AG$23,\">5\",$AN$4:$AN$23,\"=10\")","v":0},{"$f":"SUMIFS($C$58:$C$77,$AG$4:$AG$23,\">6\",$AN$4:$AN$23,\"=10\")","v":0},{"$f":"SUMIFS($C$58:$C$77,$AG$4:$AG$23,\">7\",$AN$4:$AN$23,\"=10\")","v":0},{"$f":"SUMIFS($C$58:$C$77,$AG$4:$AG$23,\">8\",$AN$4:$AN$23,\"=10\")","v":0},{"$f":"SUMIFS($C$58:$C$77,$AG$4:$AG$23,\">9\",$AN$4:$AN$23,\"=10\")","v":0},{"$f":"SUMIFS($C$58:$C$77,$AG$4:$AG$23,\">10\",$AN$4:$AN$23,\"=10\")","v":0},{"$f":"SUMIFS($C$58:$C$77,$AG$4:$AG$23,\">11\",$AN$4:$AN$23,\"=10\")","v":0},{"$f":"SUMIFS($C$58:$C$77,$AG$4:$AG$23,\">12\",$AN$4:$AN$23,\"=10\")","v":0}]
["Total de energía asignada: suma de todos los porcentajes de energía asignada a cada uno de los beneficiarios asociados a la central en cada mes y año de operación.  En ningún momento este debe exceder 100%.",null,null,null,null,null,null,null,null,null,null,null,null,null,null,null,null,null,null,null,null,null,null,null,null,null,null,null,"Año 11",{"$f":"SUMIFS($C$58:$C$77,$AG$4:$AG$23,\">1\",$AN$4:$AN$23,\"=11\")","v":0},{"$f":"SUMIFS($C$58:$C$77,$AG$4:$AG$23,\">2\",$AN$4:$AN$23,\"=11\")","v":0},{"$f":"SUMIFS($C$58:$C$77,$AG$4:$AG$23,\">3\",$AN$4:$AN$23,\"=11\")","v":0},{"$f":"SUMIFS($C$58:$C$77,$AG$4:$AG$23,\">4\",$AN$4:$AN$23,\"=11\")","v":0},{"$f":"SUMIFS($C$58:$C$77,$AG$4:$AG$23,\">5\",$AN$4:$AN$23,\"=11\")","v":0},{"$f":"SUMIFS($C$58:$C$77,$AG$4:$AG$23,\">6\",$AN$4:$AN$23,\"=11\")","v":0},{"$f":"SUMIFS($C$58:$C$77,$AG$4:$AG$23,\">7\",$AN$4:$AN$23,\"=11\")","v":0},{"$f":"SUMIFS($C$58:$C$77,$AG$4:$AG$23,\">8\",$AN$4:$AN$23,\"=11\")","v":0},{"$f":"SUMIFS($C$58:$C$77,$AG$4:$AG$23,\">9\",$AN$4:$AN$23,\"=11\")","v":0},{"$f":"SUMIFS($C$58:$C$77,$AG$4:$AG$23,\">10\",$AN$4:$AN$23,\"=11\")","v":0},{"$f":"SUMIFS($C$58:$C$77,$AG$4:$AG$23,\">11\",$AN$4:$AN$23,\"=11\")","v":0},{"$f":"SUMIFS($C$58:$C$77,$AG$4:$AG$23,\">12\",$AN$4:$AN$23,\"=11\")","v":0}]
[]
["…............................................................................................................................................................................................................................................................................................................................................................................................................................................",null,null,null,null,null,null,null,null,null,null,null,null,null,null,null,null,null,null,null,null,null,null,null,null,null,null,null,"Año 12",{"$f":"SUMIFS($C$58:$C$77,$AG$4:$AG$23,\">1\",$AN$4:$AN$23,\"=12\")","v":0},{"$f":"SUMIFS($C$58:$C$77,$AG$4:$AG$23,\">2\",$AN$4:$AN$23,\"=12\")","v":0},{"$f":"SUMIFS($C$58:$C$77,$AG$4:$AG$23,\">3\",$AN$4:$AN$23,\"=12\")","v":0},{"$f":"SUMIFS($C$58:$C$77,$AG$4:$AG$23,\">4\",$AN$4:$AN$23,\"=12\")","v":0},{"$f":"SUMIFS($C$58:$C$77,$AG$4:$AG$23,\">5\",$AN$4:$AN$23,\"=12\")","v":0},{"$f":"SUMIFS($C$58:$C$77,$AG$4:$AG$23,\">6\",$AN$4:$AN$23,\"=12\")","v":0},{"$f":"SUMIFS($C$58:$C$77,$AG$4:$AG$23,\">7\",$AN$4:$AN$23,\"=12\")","v":0},{"$f":"SUMIFS($C$58:$C$77,$AG$4:$AG$23,\">8\",$AN$4:$AN$23,\"=12\")","v":0},{"$f":"SUMIFS($C$58:$C$77,$AG$4:$AG$23,\">9\",$AN$4:$AN$23,\"=12\")","v":0},{"$f":"SUMIFS($C$58:$C$77,$AG$4:$AG$23,\">10\",$AN$4:$AN$23,\"=12\")","v":0},{"$f":"SUMIFS($C$58:$C$77,$AG$4:$AG$23,\">11\",$AN$4:$AN$23,\"=12\")","v":0},{"$f":"SUMIFS($C$58:$C$77,$AG$4:$AG$23,\">12\",$AN$4:$AN$23,\"=12\")","v":0}]
[null,null,null,null,null,null,null,null,null,null,null,null,null,null,null,null,null,null,null,null,null,null,null,null,null,null,null,null,"Año 17",{"$f":"SUMIFS($C$58:$C$77,$AG$4:$AG$23,\">1\",$AN$4:$AN$23,\"=17\")","v":0},{"$f":"SUMIFS($C$58:$C$77,$AG$4:$AG$23,\">2\",$AN$4:$AN$23,\"=17\")","v":0},{"$f":"SUMIFS($C$58:$C$77,$AG$4:$AG$23,\">3\",$AN$4:$AN$23,\"=17\")","v":0},{"$f":"SUMIFS($C$58:$C$77,$AG$4:$AG$23,\">4\",$AN$4:$AN$23,\"=17\")","v":0},{"$f":"SUMIFS($C$58:$C$77,$AG$4:$AG$23,\">5\",$AN$4:$AN$23,\"=17\")","v":0},{"$f":"SUMIFS($C$58:$C$77,$AG$4:$AG$23,\">6\",$AN$4:$AN$23,\"=17\")","v":0},{"$f":"SUMIFS($C$58:$C$77,$AG$4:$AG$23,\">7\",$AN$4:$AN$23,\"=17\")","v":0},{"$f":"SUMIFS($C$58:$C$77,$AG$4:$AG$23,\">8\",$AN$4:$AN$23,\"=17\")","v":0},{"$f":"SUMIFS($C$58:$C$77,$AG$4:$AG$23,\">9\",$AN$4:$AN$23,\"=17\")","v":0},{"$f":"SUMIFS($C$58:$C$77,$AG$4:$AG$23,\">10\",$AN$4:$AN$23,\"=17\")","v":0},{"$f":"SUMIFS($C$58:$C$77,$AG$4:$AG$23,\">11\",$AN$4:$AN$23,\"=17\")","v":0},{"$f":"SUMIFS($C$58:$C$77,$AG$4:$AG$23,\">12\",$AN$4:$AN$23,\"=17\")","v":0}]
[null,null,null,null,null,null,null,null,null,null,null,null,null,null,null,null,null,null,null,null,null,null,null,null,null,null,null,null,"Año 18",{"$f":"SUMIFS($C$58:$C$77,$AG$4:$AG$23,\">1\",$AN$4:$AN$23,\"=18\")","v":0},{"$f":"SUMIFS($C$58:$C$77,$AG$4:$AG$23,\">2\",$AN$4:$AN$23,\"=18\")","v":0},{"$f":"SUMIFS($C$58:$C$77,$AG$4:$AG$23,\">3\",$AN$4:$AN$23,\"=18\")","v":0},{"$f":"SUMIFS($C$58:$C$77,$AG$4:$AG$23,\">4\",$AN$4:$AN$23,\"=18\")","v":0},{"$f":"SUMIFS($C$58:$C$77,$AG$4:$AG$23,\">5\",$AN$4:$AN$23,\"=18\")","v":0},{"$f":"SUMIFS($C$58:$C$77,$AG$4:$AG$23,\">6\",$AN$4:$AN$23,\"=18\")","v":0},{"$f":"SUMIFS($C$58:$C$77,$AG$4:$AG$23,\">7\",$AN$4:$AN$23,\"=18\")","v":0},{"$f":"SUMIFS($C$58:$C$77,$AG$4:$AG$23,\">8\",$AN$4:$AN$23,\"=18\")","v":0},{"$f":"SUMIFS($C$58:$C$77,$AG$4:$AG$23,\">9\",$AN$4:$AN$23,\"=18\")","v":0},{"$f":"SUMIFS($C$58:$C$77,$AG$4:$AG$23,\">10\",$AN$4:$AN$23,\"=18\")","v":0},{"$f":"SUMIFS($C$58:$C$77,$AG$4:$AG$23,\">11\",$AN$4:$AN$23,\"=18\")","v":0},{"$f":"SUMIFS($C$58:$C$77,$AG$4:$AG$23,\">12\",$AN$4:$AN$23,\"=18\")","v":0}]
[null,null,null,null,null,null,null,null,null,null,null,null,null,null,null,null,null,null,null,null,null,null,null,null,null,null,null,null,"Año 19",{"$f":"SUMIFS($C$58:$C$77,$AG$4:$AG$23,\">1\",$AN$4:$AN$23,\"=19\")","v":0},{"$f":"SUMIFS($C$58:$C$77,$AG$4:$AG$23,\">2\",$AN$4:$AN$23,\"=19\")","v":0},{"$f":"SUMIFS($C$58:$C$77,$AG$4:$AG$23,\">3\",$AN$4:$AN$23,\"=19\")","v":0},{"$f":"SUMIFS($C$58:$C$77,$AG$4:$AG$23,\">4\",$AN$4:$AN$23,\"=19\")","v":0},{"$f":"SUMIFS($C$58:$C$77,$AG$4:$AG$23,\">5\",$AN$4:$AN$23,\"=19\")","v":0},{"$f":"SUMIFS($C$58:$C$77,$AG$4:$AG$23,\">6\",$AN$4:$AN$23,\"=19\")","v":0},{"$f":"SUMIFS($C$58:$C$77,$AG$4:$AG$23,\">7\",$AN$4:$AN$23,\"=19\")","v":0},{"$f":"SUMIFS($C$58:$C$77,$AG$4:$AG$23,\">8\",$AN$4:$AN$23,\"=19\")","v":0},{"$f":"SUMIFS($C$58:$C$77,$AG$4:$AG$23,\">9\",$AN$4:$AN$23,\"=19\")","v":0},{"$f":"SUMIFS($C$58:$C$77,$AG$4:$AG$23,\">10\",$AN$4:$AN$23,\"=19\")","v":0},{"$f":"SUMIFS($C$58:$C$77,$AG$4:$AG$23,\">11\",$AN$4:$AN$23,\"=19\")","v":0},{"$f":"SUMIFS($C$58:$C$77,$AG$4:$AG$23,\">12\",$AN$4:$AN$23,\"=19\")","v":0}]
[null,null,null,null,null,null,null,null,null,null,null,null,null,null,null,null,null,null,null,null,null,null,null,null,null,null,null,null,"Año 20",{"$f":"SUMIFS($C$58:$C$77,$AG$4:$AG$23,\">1\",$AN$4:$AN$23,\"=20\")","v":0},{"$f":"SUMIFS($C$58:$C$77,$AG$4:$AG$23,\">2\",$AN$4:$AN$23,\"=20\")","v":0},{"$f":"SUMIFS($C$58:$C$77,$AG$4:$AG$23,\">3\",$AN$4:$AN$23,\"=20\")","v":0},{"$f":"SUMIFS($C$58:$C$77,$AG$4:$AG$23,\">4\",$AN$4:$AN$23,\"=20\")","v":0},{"$f":"SUMIFS($C$58:$C$77,$AG$4:$AG$23,\">5\",$AN$4:$AN$23,\"=20\")","v":0},{"$f":"SUMIFS($C$58:$C$77,$AG$4:$AG$23,\">6\",$AN$4:$AN$23,\"=20\")","v":0},{"$f":"SUMIFS($C$58:$C$77,$AG$4:$AG$23,\">7\",$AN$4:$AN$23,\"=20\")","v":0},{"$f":"SUMIFS($C$58:$C$77,$AG$4:$AG$23,\">8\",$AN$4:$AN$23,\"=20\")","v":0},{"$f":"SUMIFS($C$58:$C$77,$AG$4:$AG$23,\">9\",$AN$4:$AN$23,\"=20\")","v":0},{"$f":"SUMIFS($C$58:$C$77,$AG$4:$AG$23,\">10\",$AN$4:$AN$23,\"=20\")","v":0},{"$f":"SUMIFS($C$58:$C$77,$AG$4:$AG$23,\">11\",$AN$4:$AN$23,\"=20\")","v":0},{"$f":"SUMIFS($C$58:$C$77,$AG$4:$AG$23,\">12\",$AN$4:$AN$23,\"=20\")","v":0}]
[null,null,null,null,null,null,null,null,null,null,null,null,null,null,null,null,null,null,null,null,null,null,null,null,null,null,null,null,"Año 21",{"$f":"SUMIFS($C$58:$C$77,$AG$4:$AG$23,\">1\",$AN$4:$AN$23,\"=21\")","v":0},{"$f":"SUMIFS($C$58:$C$77,$AG$4:$AG$23,\">2\",$AN$4:$AN$23,\"=21\")","v":0},{"$f":"SUMIFS($C$58:$C$77,$AG$4:$AG$23,\">3\",$AN$4:$AN$23,\"=21\")","v":0},{"$f":"SUMIFS($C$58:$C$77,$AG$4:$AG$23,\">4\",$AN$4:$AN$23,\"=21\")","v":0},{"$f":"SUMIFS($C$58:$C$77,$AG$4:$AG$23,\">5\",$AN$4:$AN$23,\"=21\")","v":0},{"$f":"SUMIFS($C$58:$C$77,$AG$4:$AG$23,\">6\",$AN$4:$AN$23,\"=21\")","v":0},{"$f":"SUMIFS($C$58:$C$77,$AG$4:$AG$23,\">7\",$AN$4:$AN$23,\"=21\")","v":0},{"$f":"SUMIFS($C$58:$C$77,$AG$4:$AG$23,\">8\",$AN$4:$AN$23,\"=21\")","v":0},{"$f":"SUMIFS($C$58:$C$77,$AG$4:$AG$23,\">9\",$AN$4:$AN$23,\"=21\")","v":0},{"$f":"SUMIFS($C$58:$C$77,$AG$4:$AG$23,\">10\",$AN$4:$AN$23,\"=21\")","v":0},{"$f":"SUMIFS($C$58:$C$77,$AG$4:$AG$23,\">11\",$AN$4:$AN$23,\"=21\")","v":0},{"$f":"SUMIFS($C$58:$C$77,$AG$4:$AG$23,\">12\",$AN$4:$AN$23,\"=21\")","v":0}]
[]
[null,null,null,null,null,null,null,null,null,null,null,null,null,null,null,null,null,null,null,null,null,null,null,null,null,null,null,null,"Matriz para revisión de estatus",null,null,null,null,null,null,null,null,null,null,null,null,"CHECK"]
[null,null,null,null,null,null,null,null,null,null,null,null,null,null,null,null,null,null,null,null,null,null,null,null,null,null,null,null,"AÑO","Ene.","Feb.","Mar.","Abr.","May.","Jun.","Jul.","Ago.","Sept. ","Oct.","Nov.","Dic."]
[null,null,null,null,null,null,null,null,null,null,null,null,null,null,null,null,null,null,null,null,null,null,null,null,null,null,null,null,"Año 1",{"$f":"IF(K42>1, 1,0)","v":0},0,0,0,0,0,0,0,0,0,0,0,{"$f":"SUM(AD114:AO114)","v":0}]
[null,null,null,null,null,null,null,null,null,null,null,null,null,null,null,null,null,null,null,null,null,null,null,null,null,null,null,null,"Año 2",0,0,0,0,0,0,0,0,0,0,0,0,{"$f":"SUM(AD115:AO115)","v":0}]
[null,null,null,null,null,null,null,null,null,null,null,null,null,null,null,null,null,null,null,null,null,null,null,null,null,null,null,null,"Año 3",0,0,0,0,0,0,0,0,0,0,0,0,0]
[]
[null,null,null,null,null,null,null,null,null,null,null,null,null,null,null,null,null,null,null,null,null,null,null,null,null,null,null,null,"Año 13",{"$f":"SUMIFS($C$58:$C$77,$AG$4:$AG$23,\">1\",$AN$4:$AN$23,\"=13\")","v":0},{"$f":"SUMIFS($C$58:$C$77,$AG$4:$AG$23,\">2\",$AN$4:$AN$23,\"=13\")","v":0},{"$f":"SUMIFS($C$58:$C$77,$AG$4:$AG$23,\">3\",$AN$4:$AN$23,\"=13\")","v":0},{"$f":"SUMIFS($C$58:$C$77,$AG$4:$AG$23,\">4\",$AN$4:$AN$23,\"=13\")","v":0},{"$f":"SUMIFS($C$58:$C$77,$AG$4:$AG$23,\">5\",$AN$4:$AN$23,\"=13\")","v":0},{"$f":"SUMIFS($C$58:$C$77,$AG$4:$AG$23,\">6\",$AN$4:$AN$23,\"=13\")","v":0},{"$f":"SUMIFS($C$58:$C$77,$AG$4:$AG$23,\">7\",$AN$4:$AN$23,\"=13\")","v":0},{"$f":"SUMIFS($C$58:$C$77,$AG$4:$AG$23,\">8\",$AN$4:$AN$23,\"=13\")","v":0},{"$f":"SUMIFS($C$58:$C$77,$AG$4:$AG$23,\">9\",$AN$4:$AN$23,\"=13\")","v":0},{"$f":"SUMIFS($C$58:$C$77,$AG$4:$AG$23,\">10\",$AN$4:$AN$23,\"=13\")","v":0},{"$f":"SUMIFS($C$58:$C$77,$AG$4:$AG$23,\">11\",$AN$4:$AN$23,\"=13\")","v":0},{"$f":"SUMIFS($C$58:$C$77,$AG$4:$AG$23,\">12\",$AN$4:$AN$23,\"=13\")","v":0}]
[null,null,null,null,null,null,null,null,null,null,null,null,null,null,null,null,null,null,null,null,null,null,null,null,null,null,null,null,"Año 14",{"$f":"SUMIFS($C$58:$C$77,$AG$4:$AG$23,\">1\",$AN$4:$AN$23,\"=14\")","v":0},{"$f":"SUMIFS($C$58:$C$77,$AG$4:$AG$23,\">2\",$AN$4:$AN$23,\"=14\")","v":0},{"$f":"SUMIFS($C$58:$C$77,$AG$4:$AG$23,\">3\",$AN$4:$AN$23,\"=14\")","v":0},{"$f":"SUMIFS($C$58:$C$77,$AG$4:$AG$23,\">4\",$AN$4:$AN$23,\"=14\")","v":0},{"$f":"SUMIFS($C$58:$C$77,$AG$4:$AG$23,\">5\",$AN$4:$AN$23,\"=14\")","v":0},{"$f":"SUMIFS($C$58:$C$77,$AG$4:$AG$23,\">6\",$AN$4:$AN$23,\"=14\")","v":0},{"$f":"SUMIFS($C$58:$C$77,$AG$4:$AG$23,\">7\",$AN$4:$AN$23,\"=14\")","v":0},{"$f":"SUMIFS($C$58:$C$77,$AG$4:$AG$23,\">8\",$AN$4:$AN$23,\"=14\")","v":0},{"$f":"SUMIFS($C$58:$C$77,$AG$4:$AG$23,\">9\",$AN$4:$AN$23,\"=14\")","v":0},{"$f":"SUMIFS($C$58:$C$77,$AG$4:$AG$23,\">10\",$AN$4:$AN$23,\"=14\")","v":0},{"$f":"SUMIFS($C$58:$C$77,$AG$4:$AG$23,\">11\",$AN$4:$AN$23,\"=14\")","v":0},{"$f":"SUMIFS($C$58:$C$77,$AG$4:$AG$23,\">12\",$AN$4:$AN$23,\"=14\")","v":0}]
[null,null,null,null,null,null,null,null,null,null,null,null,null,null,null,null,null,null,null,null,null,null,null,null,null,null,null,null,"Año 15",{"$f":"SUMIFS($C$58:$C$77,$AG$4:$AG$23,\">1\",$AN$4:$AN$23,\"=15\")","v":0},{"$f":"SUMIFS($C$58:$C$77,$AG$4:$AG$23,\">2\",$AN$4:$AN$23,\"=15\")","v":0},{"$f":"SUMIFS($C$58:$C$77,$AG$4:$AG$23,\">3\",$AN$4:$AN$23,\"=15\")","v":0},{"$f":"SUMIFS($C$58:$C$77,$AG$4:$AG$23,\">4\",$AN$4:$AN$23,\"=15\")","v":0},{"$f":"SUMIFS($C$58:$C$77,$AG$4:$AG$23,\">5\",$AN$4:$AN$23,\"=15\")","v":0},{"$f":"SUMIFS($C$58:$C$77,$AG$4:$AG$23,\">6\",$AN$4:$AN$23,\"=15\")","v":0},{"$f":"SUMIFS($C$58:$C$77,$AG$4:$AG$23,\">7\",$AN$4:$AN$23,\"=15\")","v":0},{"$f":"SUMIFS($C$58:$C$77,$AG$4:$AG$23,\">8\",$AN$4:$AN$23,\"=15\")","v":0},{"$f":"SUMIFS($C$58:$C$77,$AG$4:$AG$23,\">9\",$AN$4:$AN$23,\"=15\")","v":0},{"$f":"SUMIFS($C$58:$C$77,$AG$4:$AG$23,\">10\",$AN$4:$AN$23,\"=15\")","v":0},{"$f":"SUMIFS($C$58:$C$77,$AG$4:$AG$23,\">11\",$AN$4:$AN$23,\"=15\")","v":0},{"$f":"SUMIFS($C$58:$C$77,$AG$4:$AG$23,\">12\",$AN$4:$AN$23,\"=15\")","v":0}]
[null,null,null,null,null,null,null,null,null,null,null,null,null,null,null,null,null,null,null,null,null,null,null,null,null,null,null,null,"Año 16",{"$f":"SUMIFS($C$58:$C$77,$AG$4:$AG$23,\">1\",$AN$4:$AN$23,\"=16\")","v":0},{"$f":"SUMIFS($C$58:$C$77,$AG$4:$AG$23,\">2\",$AN$4:$AN$23,\"=16\")","v":0},{"$f":"SUMIFS($C$58:$C$77,$AG$4:$AG$23,\">3\",$AN$4:$AN$23,\"=16\")","v":0},{"$f":"SUMIFS($C$58:$C$77,$AG$4:$AG$23,\">4\",$AN$4:$AN$23,\"=16\")","v":0},{"$f":"SUMIFS($C$58:$C$77,$AG$4:$AG$23,\">5\",$AN$4:$AN$23,\"=16\")","v":0},{"$f":"SUMIFS($C$58:$C$77,$AG$4:$AG$23,\">6\",$AN$4:$AN$23,\"=16\")","v":0},{"$f":"SUMIFS($C$58:$C$77,$AG$4:$AG$23,\">7\",$AN$4:$AN$23,\"=16\")","v":0},{"$f":"SUMIFS($C$58:$C$77,$AG$4:$AG$23,\">8\",$AN$4:$AN$23,\"=16\")","v":0},{"$f":"SUMIFS($C$58:$C$77,$AG$4:$AG$23,\">9\",$AN$4:$AN$23,\"=16\")","v":0},{"$f":"SUMIFS($C$58:$C$77,$AG$4:$AG$23,\">10\",$AN$4:$AN$23,\"=16\")","v":0},{"$f":"SUMIFS($C$58:$C$77,$AG$4:$AG$23,\">11\",$AN$4:$AN$23,\"=16\")","v":0},{"$f":"SUMIFS($C$58:$C$77,$AG$4:$AG$23,\">12\",$AN$4:$AN$23,\"=16\")","v":0}]
[null,null,null,null,null,null,null,null,null,null,null,null,null,null,null,null,null,null,null,null,null,null,null,null,null,null,null,null,"Año 17",{"$f":"SUMIFS($C$58:$C$77,$AG$4:$AG$23,\">1\",$AN$4:$AN$23,\"=17\")","v":0},{"$f":"SUMIFS($C$58:$C$77,$AG$4:$AG$23,\">2\",$AN$4:$AN$23,\"=17\")","v":0},{"$f":"SUMIFS($C$58:$C$77,$AG$4:$AG$23,\">3\",$AN$4:$AN$23,\"=17\")","v":0},{"$f":"SUMIFS($C$58:$C$77,$AG$4:$AG$23,\">4\",$AN$4:$AN$23,\"=17\")","v":0},{"$f":"SUMIFS($C$58:$C$77,$AG$4:$AG$23,\">5\",$AN$4:$AN$23,\"=17\")","v":0},{"$f":"SUMIFS($C$58:$C$77,$AG$4:$AG$23,\">6\",$AN$4:$AN$23,\"=17\")","v":0},{"$f":"SUMIFS($C$58:$C$77,$AG$4:$AG$23,\">7\",$AN$4:$AN$23,\"=17\")","v":0},{"$f":"SUMIFS($C$58:$C$77,$AG$4:$AG$23,\">8\",$AN$4:$AN$23,\"=17\")","v":0},{"$f":"SUMIFS($C$58:$C$77,$AG$4:$AG$23,\">9\",$AN$4:$AN$23,\"=17\")","v":0},{"$f":"SUMIFS($C$58:$C$77,$AG$4:$AG$23,\">10\",$AN$4:$AN$23,\"=17\")","v":0},{"$f":"SUMIFS($C$58:$C$77,$AG$4:$AG$23,\">11\",$AN$4:$AN$23,\"=17\")","v":0},{"$f":"SUMIFS($C$58:$C$77,$AG$4:$AG$23,\">12\",$AN$4:$AN$23,\"=17\")","v":0}]
[null,null,null,null,null,null,null,null,null,null,null,null,null,null,null,null,null,null,null,null,null,null,null,null,null,null,null,null,"Año 18",{"$f":"SUMIFS($C$58:$C$77,$AG$4:$AG$23,\">1\",$AN$4:$AN$23,\"=18\")","v":0},{"$f":"SUMIFS($C$58:$C$77,$AG$4:$AG$23,\">2\",$AN$4:$AN$23,\"=18\")","v":0},{"$f":"SUMIFS($C$58:$C$77,$AG$4:$AG$23,\">3\",$AN$4:$AN$23,\"=18\")","v":0},{"$f":"SUMIFS($C$58:$C$77,$AG$4:$AG$23,\">4\",$AN$4:$AN$23,\"=18\")","v":0},{"$f":"SUMIFS($C$58:$C$77,$AG$4:$AG$23,\">5\",$AN$4:$AN$23,\"=18\")","v":0},{"$f":"SUMIFS($C$58:$C$77,$AG$4:$AG$23,\">6\",$AN$4:$AN$23,\"=18\")","v":0},{"$f":"SUMIFS($C$58:$C$77,$AG$4:$AG$23,\">7\",$AN$4:$AN$23,\"=18\")","v":0},{"$f":"SUMIFS($C$58:$C$77,$AG$4:$AG$23,\">8\",$AN$4:$AN$23,\"=18\")","v":0},{"$f":"SUMIFS($C$58:$C$77,$AG$4:$AG$23,\">9\",$AN$4:$AN$23,\"=18\")","v":0},{"$f":"SUMIFS($C$58:$C$77,$AG$4:$AG$23,\">10\",$AN$4:$AN$23,\"=18\")","v":0},{"$f":"SUMIFS($C$58:$C$77,$AG$4:$AG$23,\">11\",$AN$4:$AN$23,\"=18\")","v":0},{"$f":"SUMIFS($C$58:$C$77,$AG$4:$AG$23,\">12\",$AN$4:$AN$23,\"=18\")","v":0}]
[null,null,null,null,null,null,null,null,null,null,null,null,null,null,null,null,null,null,null,null,null,null,null,null,null,null,null,null,"Año 19",{"$f":"SUMIFS($C$58:$C$77,$AG$4:$AG$23,\">1\",$AN$4:$AN$23,\"=19\")","v":0},{"$f":"SUMIFS($C$58:$C$77,$AG$4:$AG$23,\">2\",$AN$4:$AN$23,\"=19\")","v":0},{"$f":"SUMIFS($C$58:$C$77,$AG$4:$AG$23,\">3\",$AN$4:$AN$23,\"=19\")","v":0},{"$f":"SUMIFS($C$58:$C$77,$AG$4:$AG$23,\">4\",$AN$4:$AN$23,\"=19\")","v":0},{"$f":"SUMIFS($C$58:$C$77,$AG$4:$AG$23,\">5\",$AN$4:$AN$23,\"=19\")","v":0},{"$f":"SUMIFS($C$58:$C$77,$AG$4:$AG$23,\">6\",$AN$4:$AN$23,\"=19\")","v":0},{"$f":"SUMIFS($C$58:$C$77,$AG$4:$AG$23,\">7\",$AN$4:$AN$23,\"=19\")","v":0},{"$f":"SUMIFS($C$58:$C$77,$AG$4:$AG$23,\">8\",$AN$4:$AN$23,\"=19\")","v":0},{"$f":"SUMIFS($C$58:$C$77,$AG$4:$AG$23,\">9\",$AN$4:$AN$23,\"=19\")","v":0},{"$f":"SUMIFS($C$58:$C$77,$AG$4:$AG$23,\">10\",$AN$4:$AN$23,\"=19\")","v":0},{"$f":"SUMIFS($C$58:$C$77,$AG$4:$AG$23,\">11\",$AN$4:$AN$23,\"=19\")","v":0},{"$f":"SUMIFS($C$58:$C$77,$AG$4:$AG$23,\">12\",$AN$4:$AN$23,\"=19\")","v":0}]
[null,null,null,null,null,null,null,null,null,null,null,null,null,null,null,null,null,null,null,null,null,null,null,null,null,null,null,null,"Año 20",{"$f":"SUMIFS($C$58:$C$77,$AG$4:$AG$23,\">1\",$AN$4:$AN$23,\"=20\")","v":0},{"$f":"SUMIFS($C$58:$C$77,$AG$4:$AG$23,\">2\",$AN$4:$AN$23,\"=20\")","v":0},{"$f":"SUMIFS($C$58:$C$77,$AG$4:$AG$23,\">3\",$AN$4:$AN$23,\"=20\")","v":0},{"$f":"SUMIFS($C$58:$C$77,$AG$4:$AG$23,\">4\",$AN$4:$AN$23,\"=20\")","v":0},{"$f":"SUMIFS($C$58:$C$77,$AG$4:$AG$23,\">5\",$AN$4:$AN$23,\"=20\")","v":0},{"$f":"SUMIFS($C$58:$C$77,$AG$4:$AG$23,\">6\",$AN$4:$AN$23,\"=20\")","v":0},{"$f":"SUMIFS($C$58:$C$77,$AG$4:$AG$23,\">7\",$AN$4:$AN$23,\"=20\")","v":0},{"$f":"SUMIFS($C$58:$C$77,$AG$4:$AG$23,\">8\",$AN$4:$AN$23,\"=20\")","v":0},{"$f":"SUMIFS($C$58:$C$77,$AG$4:$AG$23,\">9\",$AN$4:$AN$23,\"=20\")","v":0},{"$f":"SUMIFS($C$58:$C$77,$AG$4:$AG$23,\">10\",$AN$4:$AN$23,\"=20\")","v":0},{"$f":"SUMIFS($C$58:$C$77,$AG$4:$AG$23,\">11\",$AN$4:$AN$23,\"=20\")","v":0},{"$f":"SUMIFS($C$58:$C$77,$AG$4:$AG$23,\">12\",$AN$4:$AN$23,\"=20\")","v":0}]
[null,null,null,null,null,null,null,null,null,null,null,null,null,null,null,null,null,null,null,null,null,null,null,null,null,null,null,null,"Año 21",{"$f":"SUMIFS($C$58:$C$77,$AG$4:$AG$23,\">1\",$AN$4:$AN$23,\"=21\")","v":0},{"$f":"SUMIFS($C$58:$C$77,$AG$4:$AG$23,\">2\",$AN$4:$AN$23,\"=21\")","v":0},{"$f":"SUMIFS($C$58:$C$77,$AG$4:$AG$23,\">3\",$AN$4:$AN$23,\"=21\")","v":0},{"$f":"SUMIFS($C$58:$C$77,$AG$4:$AG$23,\">4\",$AN$4:$AN$23,\"=21\")","v":0},{"$f":"SUMIFS($C$58:$C$77,$AG$4:$AG$23,\">5\",$AN$4:$AN$23,\"=21\")","v":0},{"$f":"SUMIFS($C$58:$C$77,$AG$4:$AG$23,\">6\",$AN$4:$AN$23,\"=21\")","v":0},{"$f":"SUMIFS($C$58:$C$77,$AG$4:$AG$23,\">7\",$AN$4:$AN$23,\"=21\")","v":0},{"$f":"SUMIFS($C$58:$C$77,$AG$4:$AG$23,\">8\",$AN$4:$AN$23,\"=21\")","v":0},{"$f":"SUMIFS($C$58:$C$77,$AG$4:$AG$23,\">9\",$AN$4:$AN$23,\"=21\")","v":0},{"$f":"SUMIFS($C$58:$C$77,$AG$4:$AG$23,\">10\",$AN$4:$AN$23,\"=21\")","v":0},{"$f":"SUMIFS($C$58:$C$77,$AG$4:$AG$23,\">11\",$AN$4:$AN$23,\"=21\")","v":0},{"$f":"SUMIFS($C$58:$C$77,$AG$4:$AG$23,\">12\",$AN$4:$AN$23,\"=21\")","v":0}]
[]
[null,null,null,null,null,null,null,null,null,null,null,null,null,null,null,null,null,null,null,null,null,null,null,null,null,null,null,null,"Matriz para revisión de estatus",null,null,null,null,null,null,null,null,null,null,null,null,"CHECK"]
[null,null,null,null,null,null,null,null,null,null,null,null,null,null,null,null,null,null,null,null,null,null,null,null,null,null,null,null,"AÑO","Ene.","Feb.","Mar.","Abr.","May.","Jun.","Jul.","Ago.","Sept. ","Oct.","Nov.","Dic."]
[null,null,null,null,null,null,null,null,null,null,null,null,null,null,null,null,null,null,null,null,null,null,null,null,null,null,null,null,"Año 1",{"$f":"IF(K58>1, 1,0)","v":0},{"$f":"IF(L58>1, 1,0)","v":0},{"$f":"IF(M58>1, 1,0)","v":0},{"$f":"IF(N58>1, 1,0)","v":0},{"$f":"IF(O58>1, 1,0)","v":0},{"$f":"IF(P58>1, 1,0)","v":0},{"$f":"IF(Q58>1, 1,0)","v":0},{"$f":"IF(R58>1, 1,0)","v":0},{"$f":"IF(S58>1, 1,0)","v":0},{"$f":"IF(T58>1, 1,0)","v":0},{"$f":"IF(U58>1, 1,0)","v":0},{"$f":"IF(V58>1, 1,0)","v":0},{"$f":"SUM(AD130:AO130)","v":0}]
[null,null,null,null,null,null,null,null,null,null,null,null,null,null,null,null,null,null,null,null,null,null,null,null,null,null,null,null,"Año 2",0,0,0,0,0,0,0,0,0,0,0,0,{"$f":"SUM(AD131:AO131)","v":0}]
[null,null,null,null,null,null,null,null,null,null,null,null,null,null,null,null,null,null,null,null,null,null,null,null,null,null,null,null,"Año 3",0,0,0,0,0,0,0,0,0,0,0,0,0]
[null,null,null,null,null,null,null,null,null,null,null,null,null,null,null,null,null,null,null,null,null,null,null,null,null,null,null,null,"Año 4",0,0,0,0,0,0,0,0,0,0,0,0,0]
[null,null,null,null,null,null,null,null,null,null,null,null,null,null,null,null,null,null,null,null,null,null,null,null,null,null,null,null,"Año 5",0,0,0,0,0,0,0,0,0,0,0,0,0]
[null,null,null,null,null,null,null,null,null,null,null,null,null,null,null,null,null,null,null,null,null,null,null,null,null,null,null,null,"Año 6",0,0,0,0,0,0,0,0,0,0,0,0,0]
[null,null,null,null,null,null,null,null,null,null,null,null,null,null,null,null,null,null,null,null,null,null,null,null,null,null,null,null,"Año 7",0,0,0,0,0,0,0,0,0,0,0,0,0]
[null,null,null,null,null,null,null,null,null,null,null,null,null,null,null,null,null,null,null,null,null,null,null,null,null,null,null,null,"Año 8",0,0,0,0,0,0,0,0,0,0,0,0,0]
[null,null,null,null,null,null,null,null,null,null,null,null,null,null,null,null,null,null,null,null,null,null,null,null,null,null,null,null,"Año 9",0,0,0,0,0,0,0,0,0,0,0,0,0]
[null,null,null,null,null,null,null,null,null,null,null,null,null,null,null,null,null,null,null,null,null,null,null,null,null,null,null,null,"Año 10",0,0,0,0,0,0,0,0,0,0,0,0,0]
[null,null,null,null,null,null,null,null,null,null,null,null,null,null,null,null,null,null,null,null,null,null,null,null,null,null,null,null,"Año 11",0,0,0,0,0,0,0,0,0,0,0,0,0]
[null,null,null,null,null,null,null,null,null,null,null,null,null,null,null,null,null,null,null,null,null,null,null,null,null,null,null,null,"Año 12",0,0,0,0,0,0,0,0,0,0,0,0,0]
[null,null,null,null,null,null,null,null,null,null,null,null,null,null,null,null,null,null,null,null,null,null,null,null,null,null,null,null,"Año 13",0,0,0,0,0,0,0,0,0,0,0,0,0]
[null,null,null,null,null,null,null,null,null,null,null,null,null,null,null,null,null,null,null,null,null,null,null,null,null,null,null,null,"Año 14",0,0,0,0,0,0,0,0,0,0,0,0,0]
[null,null,null,null,null,null,null,null,null,null,null,null,null,null,null,null,null,null,null,null,null,null,null,null,null,null,null,null,"Año 15",0,0,0,0,0,0,0,0,0,0,0,0,0]
[null,null,null,null,null,null,null,null,null,null,null,null,null,null,null,null,null,null,null,null,null,null,null,null,null,null,null,null,"Año 16",0,0,0,0,0,0,0,0,0,0,0,0,0]
[null,null,null,null,null,null,null,null,null,null,null,null,null,null,null,null,null,null,null,null,null,null,null,null,null,null,null,null,"Año 17",0,0,0,0,0,0,0,0,0,0,0,0,0]
[null,null,null,null,null,null,null,null,null,null,null,null,null,null,null,null,null,null,null,null,null,null,null,null,null,null,null,null,"Año 18",0,0,0,0,0,0,0,0,0,0,0,0,0]
[null,null,null,null,null,null,null,null,null,null,null,null,null,null,null,null,null,null,null,null,null,null,null,null,null,null,null,null,"Año 19",0,0,0,0,0,0,0,0,0,0,0,0,0]
[null,null,null,null,null,null,null,null,null,null,null,null,null,null,null,null,null,null,null,null,null,null,null,null,null,null,null,null,"Año 20",0,0,0,0,0,0,0,0,0,0,0,0,0]
[null,null,null,null,null,null,null,null,null,null,null,null,null,null,null,null,null,null,null,null,null,null,null,null,null,null,null,null,"Año 21",0,0,0,0,0,0,0,0,0,0,0,0,0]

{"sheet":"3.Demanda","index":2,"n_rows":131,"n_cols":30,"rows_kept":131,"cut":false,"hidden":false,"merged":[[40,27,42,27],[43,27,45,27],[46,27,48,27],[58,25,60,25],[75,0,75,20],[77,0,77,16],[102,0,102,16],[116,0,116,1],[117,0,117,1],[114,2,114,15],[67,27,69,27],[70,27,72,27],[110,0,110,1],[67,18,69,18],[70,18,72,18],[49,27,51,27],[52,27,54,27],[55,27,57,27],[58,27,60,27],[61,27,63,27],[67,25,69,25],[67,26,69,26],[70,25,72,25],[70,26,72,26],[13,27,15,27],[16,27,18,27],[19,27,21,27],[22,27,24,27],[25,27,27,27],[28,27,30,27],[31,27,33,27],[34,27,36,27],[37,27,39,27],[64,26,66,26],[49,25,51,25],[49,26,51,26],[52,25,54,25],[52,26,54,26],[55,25,57,25],[55,26,57,26],[8,0,8,20],[128,0,128,20],[118,0,118,1],[122,0,122,20],[127,0,127,20],[25,25,27,25],[25,26,27,26],[28,25,30,25],[28,26,30,26],[31,25,33,25],[120,0,120,20],[123,0,123,20],[46,0,48,0],[49,0,51,0],[52,0,54,0],[55,0,57,0],[64,25,66,25],[64,27,66,27],[16,18,18,18],[40,25,42,25],[40,26,42,26],[43,25,45,25],[43,26,45,26],[46,25,48,25],[46,26,48,26],[31,26,33,26],[34,25,36,25],[34,26,36,26],[37,25,39,25],[37,26,39,26],[43,18,45,18],[46,18,48,18],[49,18,51,18],[52,18,54,18],[55,18,57,18],[58,18,60,18],[61,18,63,18],[64,18,66,18],[58,26,60,26],[61,25,63,25],[61,26,63,26],[4,0,4,20],[13,25,15,25],[13,26,15,26],[16,25,18,25],[16,26,18,26],[19,25,21,25],[19,26,21,26],[22,25,24,25],[22,26,24,26],[13,18,15,18],[130,0,130,20],[0,0,1,20],[7,0,7,20],[2,0,2,20],[9,0,9,20],[5,0,6,20],[11,1,11,16],[104,0,104,1],[105,0,105,1],[106,0,106,1],[107,0,107,1],[100,0,100,20],[108,0,108,1],[13,0,15,0],[16,0,18,0],[19,0,21,0],[22,0,24,0],[25,0,27,0],[28,0,30,0],[31,0,33,0],[34,0,36,0],[37,0,39,0],[40,0,42,0],[11,17,12,17],[58,0,60,0],[61,0,63,0],[64,0,66,0],[67,0,69,0],[70,0,72,0],[19,18,21,18],[22,18,24,18],[25,18,27,18],[28,18,30,18],[31,18,33,18],[34,18,36,18],[37,18,39,18],[40,18,42,18],[43,0,45,0]]}
["3. DEMANDA"]
[null,null,null,null,null,null,null,null,null,null,null,null,null,null,null,null,null,null,null,null,null,null,null,null,null,"Opciones"]
["I. Instrucciones",null,null,null,null,null,null,null,null,null,null,null,null,null,null,null,null,null,null,null,null,null,null,null,null,"SI"]
[null,null,null,null,null,null,null,null,null,null,null,null,null,null,null,null,null,null,null,null,null,null,null,null,null,"NO"]
["1. Agregar la demanda mensual de energía activa (kilowatt-hora) esperada para cada beneficiario asociado al contrato colectivo. En el caso de los beneficiarios GDMTH es necesario desagregar la demanda por período horario (esta información se encuentra disponible en la factura eléctrica de suministro básico). Para todos los demás beneficiarios, solo deberá colocarse el consumo mensual en las líneas correspondientes al período base pues las demás no serán tomadas en cuenta al no existir discriminación horaria en estas tarifas."]
["2. Es necesario que todos los beneficiarios que han sido activados tengan información sobre su demanda mensual esperada para tener un estatus de \"OK\". Es posible que en algunos meses exista un consumo nulo de energía, por lo que la tabla solo marcará como \"Error\" aquellos donde el beneficiario exista y tenga un promedio de cero kilowatt-hora consumidos durante un año. Para los beneficiarios GDMTH, bastará con que en uno solo de los períodos tenga un promedio mayor a cero para que el programa considere los datos como correctos, ya que podría darse el caso de que sus consumos se concentren en un sólo período horario. Los demás beneficiarios deberán contar con un promedio de consumo mayor a cero forzosamente en el período base.                                                      3. Para los usuarios en media tensión (GDMTO y GDMTH) deberás indicar si estos tienen medición en baja tensión en la columna \"R\". De ser este el caso, se añadirá un 2% extra en su factura eléctrica como lo hace CFE.                                                                            4. Para los usuarios de gran demanda (GDBT, GDMTO y GDMTH) es necesario indicar la demanda de energía reactiva (kVArh) registrada en el año en la sección III. Esta información puede ser hallada en las facturas eléctricas de los beneficiarios."]
[]
["5. Si tu central distribuida inicia operaciones en un mes diferente a enero, no es necesario que reorganices los consumos de tus beneficiarios. Deberás colocarlos en la columna del mes correspondiente y el programa automáticamente reorganizará los consumos para los años operativos tomando como mes inicial el que hayas indicado como el inicio de operaciones de tu proyecto."]
["6. En el bloque IV de esta pestaña se presentan perfiles de demanda típicos en el estado de Yucatán para cada una de la categorías tarifarias que pueden ser utilizados para realizar pruebas hipotéticas con este modelo. No obstante, para proyectos reales es recomendable utilizar datos históricos de los potenciales beneficiarios."]
["II. Demanda de energía de los beneficiarios asociados al contrato de generación distribuida colectivo."]
[]
[null,"Información sobre la demanda mensual esperada de los beneficiarios en kilowatts-hora (kWh) por mes durante un año natural.",null,null,null,null,null,null,null,null,null,null,null,null,null,null,null,"¿Medición en BT?"]
[null,"Tipo","Período","Enero","Febrero","Marzo","Abril","Mayo","Junio","Julio","Agosto","Septiembre","Octubre","Noviembre","Diciembre","TOTAL","Promedio",null,"Estatus",null,null,null,null,null,null,"CheckGDMTH","CheckOther","CheckNinguno"]
["Beneficiario 1",null,"Base",1100,916.52710252502834,955.21276461824039,1038.4553469412413,1375.8891367856006,1503.4136218441358,1852.2019277432662,1878.2481925605573,2054.1807446777862,1714.341478311615,1678.6080344215991,1364.304635500147,{"$f":"SUM(D14:O14)","v":17431.382985929216},{"$f":"IF(P14>0,AVERAGE(D14:O14),0)","v":1452.6152488274347},null,{"$f":"IF(((Z14+AA14)*AB14)=1, \"Error\", \"OK\")","v":"OK"},null,null,null,null,null,null,{"$f":"IF(B15=\"GDMTH\",1,0) * IF(AVERAGE(Q14:Q16)=0, 1,0)","v":0},{"$f":"IF(B15<>\"GDMTH\",1,0) * IF(Q14=0, 1,0)","v":0},{"$f":"IF(B15<>\"Ninguno\",1,0)","v":1}]
[null,{"$f":"'2.Proyecto'!B58","v":"DAC"},"Intermedio",null,null,null,null,null,null,null,null,null,null,null,null,{"$f":"SUM(D15:O15)","v":0},{"$f":"IF(P15>0,AVERAGE(D15:O15),0)","v":0},"SI"]
[null,null,"Punta",null,null,null,null,null,null,null,null,null,null,null,null,0,0]
["Beneficiario 2",null,"Base",1100,916.52710252502834,955.21276461824039,1038.4553469412413,1375.8891367856006,1503.4136218441358,1852.2019277432662,1878.2481925605573,2054.1807446777862,1714.341478311615,1678.6080344215991,1364.304635500147,17431.382985929216,1452.6152488274347,null,{"$f":"IF(((Z17+AA17)*AB17)=1, \"Error\", \"OK\")","v":"OK"},null,null,null,null,null,null,{"$f":"IF(B18=\"GDMTH\",1,0) * IF(AVERAGE(Q17:Q19)=0, 1,0)","v":0},{"$f":"IF(B18<>\"GDMTH\",1,0) * IF(Q17=0, 1,0)","v":0},{"$f":"IF(B18<>\"Ninguno\",1,0)","v":1}]
[null,{"$f":"'2.Proyecto'!B59","v":"DAC"},"Intermedio",null,null,null,null,null,null,null,null,null,null,null,null,0,0,"NO"]
[null,null,"Punta",null,null,null,null,null,null,null,null,null,null,null,null,0,0]
["Beneficiario 3",null,"Base",1100,916.52710252502834,955.21276461824039,1038.4553469412413,1375.8891367856006,1503.4136218441358,1852.2019277432662,1878.2481925605573,2054.1807446777862,1714.341478311615,1678.6080344215991,1364.304635500147,17431.382985929216,1452.6152488274347,null,{"$f":"IF(((Z20+AA20)*AB20)=1, \"Error\", \"OK\")","v":"OK"},null,null,null,null,null,null,{"$f":"IF(B21=\"GDMTH\",1,0) * IF(AVERAGE(Q20:Q22)=0, 1,0)","v":0},{"$f":"IF(B21<>\"GDMTH\",1,0) * IF(Q20=0, 1,0)","v":0},{"$f":"IF(B21<>\"Ninguno\",1,0)","v":1}]
[null,{"$f":"'2.Proyecto'!B60","v":"DAC"},"Intermedio",null,null,null,null,null,null,null,null,null,null,null,null,0,0,"NO"]
[null,null,"Punta",null,null,null,null,null,null,null,null,null,null,null,null,0,0]
["Beneficiario 4",null,"Base",172.52959216213688,143.75277018562559,149.82042609786569,162.87661589669338,215.80144693630385,235.80303547979079,290.50876654133589,294.5939951288579,322.18815100597556,268.88603279976161,263.28141779894975,213.98447486159378,2734.0267248948908,227.83556040790756,null,{"$f":"IF(((Z23+AA23)*AB23)=1, \"Error\", \"OK\")","v":"OK"},null,null,null,null,null,null,{"$f":"IF(B24=\"GDMTH\",1,0) * IF(AVERAGE(Q23:Q25)=0, 1,0)","v":0},{"$f":"IF(B24<>\"GDMTH\",1,0) * IF(Q23=0, 1,0)","v":0},{"$f":"IF(B24<>\"Ninguno\",1,0)","v":1}]
[null,{"$f":"'2.Proyecto'!B61","v":"DOM"},"Intermedio",null,null,null,null,null,null,null,null,null,null,null,null,0,0,"NO"]
[null,null,"Punta",null,null,null,null,null,null,null,null,null,null,null,null,0,0]
["Beneficiario 5",null,"Base",null,null,null,null,null,null,null,null,null,null,null,null,0,0,null,{"$f":"IF(((Z26+AA26)*AB26)=1, \"Error\", \"OK\")","v":"OK"},null,null,null,null,null,null,{"$f":"IF(B27=\"GDMTH\",1,0) * IF(AVERAGE(Q26:Q28)=0, 1,0)","v":0},{"$f":"IF(B27<>\"GDMTH\",1,0) * IF(Q26=0, 1,0)","v":1},{"$f":"IF(B27<>\"Ninguno\",1,0)","v":0}]
[null,{"$f":"'2.Proyecto'!B62","v":"Ninguno"},"Intermedio",null,null,null,null,null,null,null,null,null,null,null,null,0,0,"NO"]
[null,null,"Punta",null,null,null,null,null,null,null,null,null,null,null,null,0,0]
["Beneficiario 6",null,"Base",null,null,null,null,null,null,null,null,null,null,null,null,0,0,null,{"$f":"IF(((Z29+AA29)*AB29)=1, \"Error\", \"OK\")","v":"OK"},null,null,null,null,null,null,{"$f":"IF(B30=\"GDMTH\",1,0) * IF(AVERAGE(Q29:Q31)=0, 1,0)","v":0},{"$f":"IF(B30<>\"GDMTH\",1,0) * IF(Q29=0, 1,0)","v":1},{"$f":"IF(B30<>\"Ninguno\",1,0)","v":0}]
[null,{"$f":"'2.Proyecto'!B63","v":"Ninguno"},"Intermedio",null,null,null,null,null,null,null,null,null,null,null,null,0,0,"NO"]
[null,null,"Punta",null,null,null,null,null,null,null,null,null,null,null,null,0,0]
["Beneficiario 7",null,"Base",null,null,null,null,null,null,null,null,null,null,null,null,0,0,null,{"$f":"IF(((Z32+AA32)*AB32)=1, \"Error\", \"OK\")","v":"OK"},null,null,null,null,null,null,{"$f":"IF(B33=\"GDMTH\",1,0) * IF(AVERAGE(Q32:Q34)=0, 1,0)","v":0},{"$f":"IF(B33<>\"GDMTH\",1,0) * IF(Q32=0, 1,0)","v":1},{"$f":"IF(B33<>\"Ninguno\",1,0)","v":0}]
[null,{"$f":"'2.Proyecto'!B64","v":"Ninguno"},"Intermedio",null,null,null,null,null,null,null,null,null,null,null,null,0,0,"NO"]
[null,null,"Punta",null,null,null,null,null,null,null,null,null,null,null,null,0,0]
["Beneficiario 8",null,"Base",null,null,null,null,null,null,null,null,null,null,null,null,0,0,null,{"$f":"IF(((Z35+AA35)*AB35)=1, \"Error\", \"OK\")","v":"OK"},null,null,null,null,null,null,{"$f":"IF(B36=\"GDMTH\",1,0) * IF(AVERAGE(Q35:Q37)=0, 1,0)","v":0},{"$f":"IF(B36<>\"GDMTH\",1,0) * IF(Q35=0, 1,0)","v":1},{"$f":"IF(B36<>\"Ninguno\",1,0)","v":0}]
[null,{"$f":"'2.Proyecto'!B65","v":"Ninguno"},"Intermedio",null,null,null,null,null,null,null,null,null,null,null,null,0,0,"NO"]
[null,null,"Punta",null,null,null,null,null,null,null,null,null,null,null,null,0,0]
["Beneficiario 9",null,"Base",null,null,null,null,null,null,null,null,null,null,null,null,0,0,null,{"$f":"IF(((Z38+AA38)*AB38)=1, \"Error\", \"OK\")","v":"OK"},null,null,null,null,null,null,{"$f":"IF(B39=\"GDMTH\",1,0) * IF(AVERAGE(Q38:Q40)=0, 1,0)","v":0},{"$f":"IF(B39<>\"GDMTH\",1,0) * IF(Q38=0, 1,0)","v":1},{"$f":"IF(B39<>\"Ninguno\",1,0)","v":0}]
[null,{"$f":"'2.Proyecto'!B66","v":"Ninguno"},"Intermedio",null,null,null,null,null,null,null,null,null,null,null,null,0,0,"NO"]
[null,null,"Punta",null,null,null,null,null,null,null,null,null,null,null,null,0,0]
["Beneficiario 10",null,"Base",null,null,null,null,null,null,null,null,null,null,null,null,0,0,null,{"$f":"IF(((Z41+AA41)*AB41)=1, \"Error\", \"OK\")","v":"OK"},null,null,null,null,null,null,{"$f":"IF(B42=\"GDMTH\",1,0) * IF(AVERAGE(Q41:Q43)=0, 1,0)","v":0},{"$f":"IF(B42<>\"GDMTH\",1,0) * IF(Q41=0, 1,0)","v":1},{"$f":"IF(B42<>\"Ninguno\",1,0)","v":0}]
[null,{"$f":"'2.Proyecto'!B67","v":"Ninguno"},"Intermedio",null,null,null,null,null,null,null,null,null,null,null,null,0,0,"NO"]
[null,null,"Punta",null,null,null,null,null,null,null,null,null,null,null,null,0,0]
["Beneficiario 11",null,"Base",null,null,null,null,null,null,null,null,null,null,null,null,0,0,null,{"$f":"IF(((Z44+AA44)*AB44)=1, \"Error\", \"OK\")","v":"OK"},null,null,null,null,null,null,{"$f":"IF(B45=\"GDMTH\",1,0) * IF(AVERAGE(Q44:Q46)=0, 1,0)","v":0},{"$f":"IF(B45<>\"GDMTH\",1,0) * IF(Q44=0, 1,0)","v":1},{"$f":"IF(B45<>\"Ninguno\",1,0)","v":0}]
[null,{"$f":"'2.Proyecto'!B68","v":"Ninguno"},"Intermedio",null,null,null,null,null,null,null,null,null,null,null,null,0,0,"NO"]
[null,null,"Punta",null,null,null,null,null,null,null,null,null,null,null,null,0,0]
["Beneficiario 12",null,"Base",null,null,null,null,null,null,null,null,null,null,null,null,0,0,null,{"$f":"IF(((Z47+AA47)*AB47)=1, \"Error\", \"OK\")","v":"OK"},null,null,null,null,null,null,{"$f":"IF(B48=\"GDMTH\",1,0) * IF(AVERAGE(Q47:Q49)=0, 1,0)","v":0},{"$f":"IF(B48<>\"GDMTH\",1,0) * IF(Q47=0, 1,0)","v":1},{"$f":"IF(B48<>\"Ninguno\",1,0)","v":0}]
[null,{"$f":"'2.Proyecto'!B69","v":"Ninguno"},"Intermedio",null,null,null,null,null,null,null,null,null,null,null,null,0,0,"NO"]
[null,null,"Punta",null,null,null,null,null,null,null,null,null,null,null,null,0,0]
["Beneficiario 13",null,"Base",null,null,null,null,null,null,null,null,null,null,null,null,0,0,null,{"$f":"IF(((Z50+AA50)*AB50)=1, \"Error\", \"OK\")","v":"OK"},null,null,null,null,null,null,{"$f":"IF(B51=\"GDMTH\",1,0) * IF(AVERAGE(Q50:Q52)=0, 1,0)","v":0},{"$f":"IF(B51<>\"GDMTH\",1,0) * IF(Q50=0, 1,0)","v":1},{"$f":"IF(B51<>\"Ninguno\",1,0)","v":0}]
[null,{"$f":"'2.Proyecto'!B70","v":"Ninguno"},"Intermedio",null,null,null,null,null,null,null,null,null,null,null,null,0,0,"NO"]
[null,null,"Punta",null,null,null,null,null,null,null,null,null,null,null,null,0,0]
["Beneficiario 14",null,"Base",null,null,null,null,null,null,null,null,null,null,null,null,0,0,null,{"$f":"IF(((Z53+AA53)*AB53)=1, \"Error\", \"OK\")","v":"OK"},null,null,null,null,null,null,{"$f":"IF(B54=\"GDMTH\",1,0) * IF(AVERAGE(Q53:Q55)=0, 1,0)","v":0},{"$f":"IF(B54<>\"GDMTH\",1,0) * IF(Q53=0, 1,0)","v":1},{"$f":"IF(B54<>\"Ninguno\",1,0)","v":0}]
[null,{"$f":"'2.Proyecto'!B71","v":"Ninguno"},"Intermedio",null,null,null,null,null,null,null,null,null,null,null,null,0,0,"NO"]
[null,null,"Punta",null,null,null,null,null,null,null,null,null,null,null,null,0,0]
["Beneficiario 15",null,"Base",null,null,null,null,null,null,null,null,null,null,null,null,0,0,null,{"$f":"IF(((Z56+AA56)*AB56)=1, \"Error\", \"OK\")","v":"OK"},null,null,null,null,null,null,{"$f":"IF(B57=\"GDMTH\",1,0) * IF(AVERAGE(Q56:Q58)=0, 1,0)","v":0},{"$f":"IF(B57<>\"GDMTH\",1,0) * IF(Q56=0, 1,0)","v":1},{"$f":"IF(B57<>\"Ninguno\",1,0)","v":0}]
[null,{"$f":"'2.Proyecto'!B72","v":"Ninguno"},"Intermedio",null,null,null,null,null,null,null,null,null,null,null,null,0,0,"NO"]
[null,null,"Punta",null,null,null,null,null,null,null,null,null,null,null,null,0,0]
["Beneficiario 16",null,"Base",null,null,null,null,null,null,null,null,null,null,null,null,0,0,null,{"$f":"IF(((Z59+AA59)*AB59)=1, \"Error\", \"OK\")","v":"OK"},null,null,null,null,null,null,{"$f":"IF(B60=\"GDMTH\",1,0) * IF(AVERAGE(Q59:Q61)=0, 1,0)","v":0},{"$f":"IF(B60<>\"GDMTH\",1,0) * IF(Q59=0, 1,0)","v":1},{"$f":"IF(B60<>\"Ninguno\",1,0)","v":0}]
[null,{"$f":"'2.Proyecto'!B73","v":"Ninguno"},"Intermedio",null,null,null,null,null,null,null,null,null,null,null,null,0,0,"NO"]
[null,null,"Punta",null,null,null,null,null,null,null,null,null,null,null,null,0,0]
["Beneficiario 17",null,"Base",null,null,null,null,null,null,null,null,null,null,null,null,0,0,null,{"$f":"IF(((Z62+AA62)*AB62)=1, \"Error\", \"OK\")","v":"OK"},null,null,null,null,null,null,{"$f":"IF(B63=\"GDMTH\",1,0) * IF(AVERAGE(Q62:Q64)=0, 1,0)","v":0},{"$f":"IF(B63<>\"GDMTH\",1,0) * IF(Q62=0, 1,0)","v":1},{"$f":"IF(B63<>\"Ninguno\",1,0)","v":0}]
[null,{"$f":"'2.Proyecto'!B74","v":"Ninguno"},"Intermedio",null,null,null,null,null,null,null,null,null,null,null,null,0,0,"NO"]
[null,null,"Punta",null,null,null,null,null,null,null,null,null,null,null,null,0,0]
["Beneficiario 18",null,"Base",null,null,null,null,null,null,null,null,null,null,null,null,0,0,null,{"$f":"IF(((Z65+AA65)*AB65)=1, \"Error\", \"OK\")","v":"OK"},null,null,null,null,null,null,{"$f":"IF(B66=\"GDMTH\",1,0) * IF(AVERAGE(Q65:Q67)=0, 1,0)","v":0},{"$f":"IF(B66<>\"GDMTH\",1,0) * IF(Q65=0, 1,0)","v":1},{"$f":"IF(B66<>\"Ninguno\",1,0)","v":0}]
[null,{"$f":"'2.Proyecto'!B75","v":"Ninguno"},"Intermedio",null,null,null,null,null,null,null,null,null,null,null,null,0,0,"NO"]
[null,null,"Punta",null,null,null,null,null,null,null,null,null,null,null,null,0,0]
["Beneficiario 19",null,"Base",null,null,null,null,null,null,null,null,null,null,null,null,0,0,null,{"$f":"IF(((Z68+AA68)*AB68)=1, \"Error\", \"OK\")","v":"OK"},null,null,null,null,null,null,{"$f":"IF(B69=\"GDMTH\",1,0) * IF(AVERAGE(Q68:Q70)=0, 1,0)","v":0},{"$f":"IF(B69<>\"GDMTH\",1,0) * IF(Q68=0, 1,0)","v":1},{"$f":"IF(B69<>\"Ninguno\",1,0)","v":0}]
[null,{"$f":"'2.Proyecto'!B76","v":"Ninguno"},"Intermedio",null,null,null,null,null,null,null,null,null,null,null,null,0,0,"NO"]
[null,null,"Punta",null,null,null,null,null,null,null,null,null,null,null,null,0,0]
["Beneficiario 20",null,"Base",null,null,null,null,null,null,null,null,null,null,null,null,0,0,null,{"$f":"IF(((Z71+AA71)*AB71)=1, \"Error\", \"OK\")","v":"OK"},null,null,null,null,null,null,{"$f":"IF(B72=\"GDMTH\",1,0) * IF(AVERAGE(Q71:Q73)=0, 1,0)","v":0},{"$f":"IF(B72<>\"GDMTH\",1,0) * IF(Q71=0, 1,0)","v":1},{"$f":"IF(B72<>\"Ninguno\",1,0)","v":0}]
[null,{"$f":"'2.Proyecto'!B77","v":"Ninguno"},"Intermedio",null,null,null,null,null,null,null,null,null,null,null,null,0,0,"NO"]
[null,null,"Punta",null,null,null,null,null,null,null,null,null,null,null,null,0,0]
[]
[]
["III. Energía reactiva (kVArh) registrada por los beneficiarios GDBT, GDMTO o GDMTH en el año base"]
[]
["Información sobre la energía reactiva reportada por los usuarios en kilo voltio-amperios reactivo hora (kVArh) durante un año natural",null,null,null,null,null,null,null,null,null,null,null,null,null,null,null,null,null,null,null,null,null,null,null,null,"CheckGDBT","CheckGDMTO","CheckGDMTH","kVArh","CHECK"]
[null,"Tipo","Enero","Febrero","Marzo","Abril","Mayo","Junio","Julio","Agosto","Septiembre","Octubre","Noviembre","Diciembre","TOTAL","Promedio","Estatus",null,null,null,null,null,null,null,null,{"$f":"IF(B80=\"GDBT\", 1,0)","v":0},{"$f":"IF(B80=\"GDMTO\", 1,0)","v":0},{"$f":"IF(B80=\"GDMTH\", 1,0)","v":0},{"$f":"P80","v":0},{"$f":"IF(SUM(Z79:AB79)<>0,1,0)*IF(P80=0,1,0)","v":0}]
["Beneficiario 1",{"$f":"'2.Proyecto'!B58","v":"DAC"},null,null,null,null,null,null,null,null,null,null,null,null,{"$f":"SUM(C80:N80)","v":0},{"$f":"IF(O80>0,AVERAGE(C80:N80),0)","v":0},{"$f":"IF(AD79=1, \"Error\", \"OK\")","v":"OK"},null,null,null,null,null,null,null,null,{"$f":"IF(B81=\"GDBT\", 1,0)","v":0},{"$f":"IF(B81=\"GDMTO\", 1,0)","v":0},{"$f":"IF(B81=\"GDMTH\", 1,0)","v":0},{"$f":"P81","v":0},{"$f":"IF(SUM(Z80:AB80)<>0,1,0)*IF(P81=0,1,0)","v":0}]
["Beneficiario 2",{"$f":"'2.Proyecto'!B59","v":"DAC"},null,null,null,null,null,null,null,null,null,null,null,null,{"$f":"SUM(C81:N81)","v":0},{"$f":"IF(O81>0,AVERAGE(C81:N81),0)","v":0},{"$f":"IF(AD80=1, \"Error\", \"OK\")","v":"OK"},null,null,null,null,null,null,null,null,0,0,0,0,0]
["Beneficiario 3",{"$f":"'2.Proyecto'!B60","v":"DAC"},null,null,null,null,null,null,null,null,null,null,null,null,{"$f":"SUM(C82:N82)","v":0},0,"OK",null,null,null,null,null,null,null,null,0,0,0,0,0]
["Beneficiario 4",{"$f":"'2.Proyecto'!B61","v":"DOM"},null,null,null,null,null,null,null,null,null,null,null,null,{"$f":"SUM(C83:N83)","v":0},{"$f":"IF(O83>0,AVERAGE(C83:N83),0)","v":0},"OK",null,null,null,null,null,null,null,null,0,0,0,0,0]
["Beneficiario 5",{"$f":"'2.Proyecto'!B62","v":"Ninguno"},null,null,null,null,null,null,null,null,null,null,null,null,0,0,"OK",null,null,null,null,null,null,null,null,0,0,0,0,0]
["Beneficiario 6",{"$f":"'2.Proyecto'!B63","v":"Ninguno"},null,null,null,null,null,null,null,null,null,null,null,null,0,0,"OK",null,null,null,null,null,null,null,null,0,0,0,0,0]
["Beneficiario 7",{"$f":"'2.Proyecto'!B64","v":"Ninguno"},null,null,null,null,null,null,null,null,null,null,null,null,0,0,"OK",null,null,null,null,null,null,null,null,0,0,0,0,0]
["Beneficiario 8",{"$f":"'2.Proyecto'!B65","v":"Ninguno"},null,null,null,null,null,null,null,null,null,null,null,null,0,0,"OK",null,null,null,null,null,null,null,null,0,0,0,0,0]
["Beneficiario 9",{"$f":"'2.Proyecto'!B66","v":"Ninguno"},null,null,null,null,null,null,null,null,null,null,null,null,0,0,"OK",null,null,null,null,null,null,null,null,0,0,0,0,0]
["Beneficiario 10",{"$f":"'2.Proyecto'!B67","v":"Ninguno"},null,null,null,null,null,null,null,null,null,null,null,null,0,0,"OK",null,null,null,null,null,null,null,null,0,0,0,0,0]
["Beneficiario 11",{"$f":"'2.Proyecto'!B68","v":"Ninguno"},null,null,null,null,null,null,null,null,null,null,null,null,0,0,"OK",null,null,null,null,null,null,null,null,0,0,0,0,0]
["Beneficiario 12",{"$f":"'2.Proyecto'!B69","v":"Ninguno"},null,null,null,null,null,null,null,null,null,null,null,null,0,0,"OK",null,null,null,null,null,null,null,null,0,0,0,0,0]
["Beneficiario 13",{"$f":"'2.Proyecto'!B70","v":"Ninguno"},null,null,null,null,null,null,null,null,null,null,null,null,0,0,"OK",null,null,null,null,null,null,null,null,0,0,0,0,0]
["Beneficiario 14",{"$f":"'2.Proyecto'!B71","v":"Ninguno"},null,null,null,null,null,null,null,null,null,null,null,null,{"$f":"SUM(C93:N93)","v":0},{"$f":"IF(O93>0,AVERAGE(C93:N93),0)","v":0},"OK",null,null,null,null,null,null,null,null,0,0,0,0,0]
["Beneficiario 15",{"$f":"'2.Proyecto'!B72","v":"Ninguno"},null,null,null,null,null,null,null,null,null,null,null,null,{"$f":"SUM(C94:N94)","v":0},{"$f":"IF(O94>0,AVERAGE(C94:N94),0)","v":0},"OK",null,null,null,null,null,null,null,null,0,0,0,0,0]
["Beneficiario 16",{"$f":"'2.Proyecto'!B73","v":"Ninguno"},null,null,null,null,null,null,null,null,null,null,null,null,0,0,"OK",null,null,null,null,null,null,null,null,0,0,0,0,0]
["Beneficiario 17",{"$f":"'2.Proyecto'!B74","v":"Ninguno"},null,null,null,null,null,null,null,null,null,null,null,null,{"$f":"SUM(C96:N96)","v":0},{"$f":"IF(O96>0,AVERAGE(C96:N96),0)","v":0},"OK",null,null,null,null,null,null,null,null,0,0,0,0,0]
["Beneficiario 18",{"$f":"'2.Proyecto'!B75","v":"Ninguno"},null,null,null,null,null,null,null,null,null,null,null,null,0,0,"OK",null,null,null,null,null,null,null,null,0,0,0,0,0]
["Beneficiario 19",{"$f":"'2.Proyecto'!B76","v":"Ninguno"},null,null,null,null,null,null,null,null,null,null,null,null,0,0,"OK",null,null,null,null,null,null,null,null,0,0,0,0,0]
["Beneficiario 20",{"$f":"'2.Proyecto'!B77","v":"Ninguno"},null,null,null,null,null,null,null,null,null,null,null,null,{"$f":"SUM(C99:N99)","v":0},{"$f":"IF(O99>0,AVERAGE(C99:N99),0)","v":0},"OK",null,null,null,null,null,null,null,null,0,0,0,0,0]
[]
["IV. Ejemplos de perfiles de demanda de energía activa y reactiva de consumidores de suministro doméstico para cada tipo de categoría tarifaria considerada"]
[]
["Ejemplos de perfiles de demanda de energía activa (kWh) para la beneficiarios de diferentes categorías tarifarias en Mérida, Yucatán."]
[null,null,"Período","Enero","Febrero","Marzo","Abril","Mayo","Junio","Julio","Agosto","Septiembre","Octubre","Noviembre","Diciembre","TOTAL","Promedio"]
["Consumidor DOM",null,"Base",172.52959216213688,143.75277018562559,149.82042609786569,162.87661589669338,215.80144693630385,235.80303547979079,290.50876654133589,294.5939951288579,322.18815100597556,268.88603279976161,263.28141779894975,213.98447486159378,{"$f":"SUM(D105:O105)","v":2734.0267248948908},{"$f":"P105/12","v":227.83556040790756}]
["Consumidor DAC",null,"Base",1100,916.52710252502834,955.21276461824039,1038.4553469412413,1375.8891367856006,1503.4136218441358,1852.2019277432662,1878.2481925605573,2054.1807446777862,1714.341478311615,1678.6080344215991,1364.304635500147,{"$f":"SUM(D106:O106)","v":17431.382985929216},{"$f":"P106/12","v":1452.6152488274347}]
["Consumidor PDBT",null,"Base",262.95598558231853,254.81188734534291,256.49608723091671,268.44804944083006,295.45554582059884,314.28765968552426,321.74201375404425,311.49270050010767,315.85051304569322,310.07274278594548,297.18155300787458,296.16706490985683,{"$f":"SUM(D107:O107)","v":3504.961803109054},292.08015025908782]
["Consumidor GDBT",null,"Base",5736.8842683405255,6075.7324206290787,6081.2885398773005,6257.9999016957481,6760.7739139001087,6926.8582552981761,6486.5290640394096,6588.9535513742485,7098.0737490756719,6624.2507761297002,6405.1757103393848,6381.6452729430375,77424.165423642393,6452.013785303533]
["Consumidor GDMTO",null,"Base",4782.4047743631909,4588.0847803209681,4760.0585756518476,5235.153714725433,5514.9833824038797,5783.3365444295023,5798.8118730210554,5872.4260077411627,5859.0612947629052,5773.0470604213706,5246.4435047389952,4918.1570068948013,{"$f":"SUM(D109:O109)","v":64131.968519475107},{"$f":"P109/12","v":5344.3307099562589}]
[null,null,"Base",9616.959837873279,9421.5613497528775,10230.490345527018,10603.857850751168,11295.277983099119,11234.942477781644,11508.947468278502,11468.504103476374,10944.92119182422,11015.331043308659,10222.126507379257,9504.766137805469,{"$f":"SUM(D110:O110)","v":127067.6862968576},{"$f":"P110/12","v":10588.973858071467}]
["Consumidor GDMTH",null,"Intermedio",44478.439250163916,43574.721242607055,47316.017848062453,49042.842559724158,52240.660671833415,51961.608959740108,53228.88204078807,53041.831478578235,50620.260512187022,50945.906075302548,47277.33509662906,43959.543387350292,587688.04912296636,48974.00409358053]
[null,null,"Punta",6010.5998986708,5888.4758435955482,6394.0564659543861,6627.4111567194814,7059.5487394369484,7021.8390486135286,7193.0921676740636,7167.8150646727345,6840.5757448901386,6884.5819020679119,6388.8290671120358,5940.4788361284191,{"$f":"SUM(D112:O112)","v":79417.303935535994},{"$f":"P112/12","v":6618.1086612946665}]
[]
[]
[null,null,"Ejemplos de perfiles de demanda de energía reactiva (kVArh) para la beneficiarios de diferentes categorías tarifarias en Mérida, Yucatán."]
[null,null,"Enero","Febrero","Marzo","Abril","Mayo","Junio","Julio","Agosto","Septiembre","Octubre","Noviembre","Diciembre","TOTAL","Promedio"]
["Consumidor GDBT",null,1082.4000000000001,1155,925.1,773.30000000000007,1479.5000000000002,1373.9,1235.3000000000002,1357.4,1210,1203.4000000000001,1393.7,1081.3000000000002,{"$f":"SUM(C117:N117)","v":14270.300000000003},{"$f":"O117/12","v":1189.1916666666668}]
["Consumidor GDMTO",null,984,1050,841,703,1345,1249.2,1123,1234,1100,1094.3,1267,983,{"$f":"SUM(C118:N118)","v":12973.5},{"$f":"O118/12","v":1081.125}]
["Consumidor GDMTH",null,18472,21560,14569,12345.3,23498,18764,10987,11342.1,18005,19034,21345,18765,{"$f":"SUM(C119:N119)","v":208686.4},{"$f":"O119/12","v":17390.533333333333}]
[]
["V. Glosario"]
[]
["Consumidor DOM: Consumidor doméstico de bajo consumo en la categoría tarifaria que corresponda a la zona del proyecto. Por ejemplo, en Mérida, Yucatán estos beneficiarios se clasifican en la categoría 1D establecida por la Secretaría de Hacienda y Crédito Público en un Acuerdo oficial publicado en el Diario Oficial de la Federación. Se encuentra conectado a los circuitos de baja tensión."]
["Consumidor DAC: Consumidor doméstico de alto consumo; es decir, que su consumo mensual promedio de los últimos 12 meses es mayor al límite establecido por la Secretaría de Hacienda y Crédito Público en el mismo Acuerdo donde se definen las características de los grupos tarifarios para consumidores domésticos. Para Mérida, Yucatán este límite es de 1000 kWh/mes."]
["Consumidor PDBT: consumidor no doméstico, principalmente comerciales, con pequeña demanda (hasta 25 kw-mes) y conectado a los circuitos de baja tensión. "]
["Consumidor GDBT: consumidor no doméstico, principalmente comerciales e industriales con gran demanda (mayor a 25 kW-mes) y conectado a los circuitos de baja tensión."]
["Consumidor GDMTO: consumidor no doméstico, principalmente comerciales e industriales, con gran demanda (menor a 100 kW-mes) y conectado a los circuitos de media tensión."]
["Consumidor GDMTH: consumidor no doméstico, principalmente comerciales e industriales, con gran demanda (mayor o igual a 100 kW-mes) y conectado a los circuitos de media tensión. Es el único tipo de consumidor que requiere fraccionar el consumo mensual en diferentes períodos: base, intermedio y punta. El consumo por período puede consultarse directamente en la factura eléctrica de los consumidores."]
["Período: grupo de horas clasificadas por el suministrador de servicios básicos (CFE) como valle, intermedio o punta. De manera general, los precios de la energía eléctrica en el período valle son mucho más bajos, mientras que en período punta suelen ser los más caros. El número de horas consideradas en cada período varía según la región donde se encuentre el proyecto, habiendo 8 regiones: Baja California, Baja California Sur, Central, Noreste, Noroeste, Norte, Peninsular y Sur. Más información al respecto puede consultarse en la sección de tarifas de la página oficial de CFE (consultar esquema vigente): https://www.cfe.mx/tarifas/Pages/Tarifas.aspx"]
[]
["…............................................................................................................................................................................................................................................................................................................................................................................................................................................"]

{"sheet":"4.Tarifas","index":3,"n_rows":83,"n_cols":39,"rows_kept":83,"cut":false,"hidden":false,"merged":[[52,0,52,1],[46,0,46,20],[48,2,48,13],[49,0,49,1],[50,0,50,1],[51,0,51,1],[69,0,69,1],[70,0,70,1],[73,0,73,1],[53,0,53,1],[61,0,61,1],[58,0,58,1],[59,0,59,1],[60,0,60,1],[55,0,55,20],[62,0,62,1],[64,0,64,20],[68,2,68,13],[66,3,66,5],[57,2,57,13],[16,2,16,13],[24,15,25,15],[24,2,24,13],[23,0,23,15],[44,0,44,1],[34,2,34,13],[36,0,36,1],[37,0,37,1],[26,0,26,1],[27,0,27,1],[28,0,28,1],[39,0,39,20],[35,0,35,1],[41,2,41,13],[42,0,42,1],[43,0,43,1],[75,0,75,1],[71,0,71,1],[72,0,72,1],[82,0,82,20],[74,0,74,1],[79,6,80,20],[77,0,77,20],[0,0,1,20],[2,0,2,20],[9,0,9,20],[11,0,11,20],[30,0,30,20],[18,0,18,1],[19,0,19,1],[20,0,20,1],[21,0,21,1],[6,0,6,20],[5,0,5,19],[7,0,7,20],[8,0,8,20],[15,0,15,15],[15,17,28,20],[16,15,17,15]]}
["4. TARIFAS"]
[null,null,null,null,null,null,null,null,null,null,null,null,null,null,null,null,null,null,null,null,null,null,null,null,null,null,null,null,null,null,null,null,null,null,null,"Mes de inicio del verano (núm.)=",null,null,{"$f":"IF(G14=\"Enero\", 1, IF(G14=\"Febrero\", 2, IF(G14=\"Marzo\", 3, IF(G14=\"Abril\", 4, IF(G14=\"Mayo\", 5, IF(G14=\"Junio\", 6, IF(G14=\"Julio\", 7, IF(G14=\"Agosto\", 8, IF(G14=\"Septiembre\", 9, IF(G14=\"Octubre\", 10, IF(G14=\"Noviembre\", 11, IF(G14=\"Diciembre\", 12))))))))))))","v":4}]
["I. Instrucciones"]
[null,null,null,null,null,null,null,null,null,null,null,null,null,null,null,null,null,null,null,null,null,null,null,null,null,null,null,null,null,null,null,null,null,null,null,"Regiones"]
["1. Llenar la información requerida para aquellas categorías tarifarias que vayas a analizar; esta la encuentras en la página oficial de CFE (ver esquema tarifario vigente).",null,null,null,null,null,null,null,null,null,null,null,null,null,null,null,null,null,null,null,null,null,null,null,null,null,null,null,null,null,null,null,null,null,null,"Baja California"]
["2. Se necesita contar con información de al menos un año y se recomienda utilizar los datos del año anterior al proyecto.",null,null,null,null,null,null,null,null,null,null,null,null,null,null,null,null,null,null,null,null,null,null,null,null,null,null,null,null,null,null,null,null,null,null,"Baja California Sur"]
["3. Para la tarifa doméstica de bajo consumo es necesario conocer el mes cuando empieza el verano en la localidad donde se ubica el proyecto. Esto debe ser consultado directamente con el servicio al cliente de CFE o a través de la información histórica de los consumidores. ",null,null,null,null,null,null,null,null,null,null,null,null,null,null,null,null,null,null,null,null,null,null,null,null,null,null,null,null,null,null,null,null,null,null,"Central"]
["4. La tarifa doméstica de bajo consumo es la única que presenta cargos por energía diferenciados por nivel de consumo (escalones de consumo). Los límites para los escalones de consumo cambian si es temporada de verano o invierno por lo que se debe proporcionar la información en tablas separadas. En los meses donde no existan datos para esa temporada, simplemente colocar un cero \"0\".                                                                                                                                                                                                         5. Cuando se analicen beneficiarios DOM o DAC deberán proporcionarse los datos de ambas categorías tarifarias aunque solo se contemplen beneficiarios de un solo grupo. Así, el modelo puede evaluar si el usuario cambia de categoría al elevar o disminuir su energía demanda de la red.",null,null,null,null,null,null,null,null,null,null,null,null,null,null,null,null,null,null,null,null,null,null,null,null,null,null,null,null,null,null,null,null,null,null,"Noreste"]
["6. En la sección VII es posible definir el porcentaje en el que aumentarán o disminuirán las tarifas de suministro básico durante el período proyectado (20 años). Para escenarios tendenciales se recomienda utilizar un porcentaje equivalente a la inflación esperada.",null,null,null,null,null,null,null,null,null,null,null,null,null,null,null,null,null,null,null,null,null,null,null,null,null,null,null,null,null,null,null,null,null,null,"Noroeste"]
["7. La plantilla de ejemplo se encuentra precargado con información de los cargos aplicables en la ciudad de Mérida, Yucatán durante 2019 cuando ya se encontraba en funcionamiento el modelo tarifario vigente.",null,null,null,null,null,null,null,null,null,null,null,null,null,null,null,null,null,null,null,null,null,null,null,null,null,null,null,null,null,null,null,null,null,null,"Norte"]
[null,null,null,null,null,null,null,null,null,null,null,null,null,null,null,null,null,null,null,null,null,null,null,null,null,null,null,null,null,null,null,null,null,null,null,"Pensinsular"]
["II. Beneficiarios domésticos de bajo consumo: DOM",null,null,null,null,null,null,null,null,null,null,null,null,null,null,null,null,null,null,null,null,null,null,null,null,null,null,null,null,null,null,null,null,null,null,"Sur"]
[]
["Mes cuando empieza el verano en el sitio donde se ubica el proyecto:",null,null,null,null,null,"Abril","Recuerde que debe proporcionar estos datos también para usuarios DAC."]
[]
["Información de la temporada de verano",null,null,null,null,null,null,null,null,null,null,null,null,null,null,null,null,"Notas sobre los límites superiores.                                        Los límites para las temporadas de verano e invierno dependerán de la categoría tarifaria que corresponda al sitio donde se ubica el proyecto. El modelo de ejemplo se encuentra precargado con los datos de Mérida, Yucatán (tarifa 1D). Como ejemplo, para la temporada de invierno se considera que la tarifa de consumo básico aplicará a los primeros 75 kWh consumidos en el período, mientras que la de consumo intermedio aplicará a los siguientes 125 kWh, es por esto que el límite máximo para este segundo escalón son 200 kWh (75 kWh + 125 kWh)."]
[null,null,"Tarifas variables por escalón de consumo ($/kWh) en la temporada de verano para el primer año de operación.",null,null,null,null,null,null,null,null,null,null,null,null,"Límite superior (kWh)"]
[null,null,"Enero","Febrero","Marzo","Abril","Mayo","Junio","Julio","Agosto","Septiembre","Octubre","Noviembre","Diciembre"]
["Consumo básico",null,0,0,0,0.70899999999999996,0.71199999999999997,0.71499999999999997,0.71799999999999997,0.72099999999999997,0.72399999999999998,0,0,0,null,175]
["Consumo intermedio bajo",null,0,0,0,0.83399999999999996,0.83699999999999997,0.84,0.84299999999999997,0.84599999999999997,0.84899999999999998,0,0,0,null,400]
["Consumo intermedio alto",null,0,0,0,1.0660000000000001,1.07,1.0740000000000001,1.0780000000000001,1.0820000000000001,1.0860000000000001,0,0,0,null,600]
["Consumo excedente",null,0,0,0,2.8460000000000001,2.8570000000000002,2.8679999999999999,2.879,2.89,2.9009999999999998,0,0,0]
[]
["Información de la temporada de invierno"]
[null,null,"Tarifas variables por escalón de consumo ($/kWh) en la temporada de invierno para el primer año de operación.",null,null,null,null,null,null,null,null,null,null,null,null,"Límite  superior (kWh)"]
[null,null,"Enero","Febrero","Marzo","Abril","Mayo","Junio","Julio","Agosto","Septiembre","Octubre","Noviembre","Diciembre"]
["Consumo básico",null,0.79600000000000004,0.79900000000000004,0.80200000000000005,0,0,0,0,0,0,0.82299999999999995,0.82599999999999996,0.82899999999999996,null,75]
["Consumo intermedio",null,0.96,0.96399999999999997,0.96799999999999997,0,0,0,0,0,0,0.996,1,1.004,null,200]
["Consumo excedente",null,2.8130000000000002,2.8239999999999998,2.835,0,0,0,0,0,0,2.9119999999999999,2.923,2.9340000000000002]
[]
["III. Beneficiarios domésticos de alto consumo: DAC"]
[]
["Límite de alto consumo para la localidad donde se ubica el proyecto:",null,null,null,null,null,1000,"kWh/mes","Recuerde que debe proporcionar estos datos también para usuarios DOM."]
[]
[null,null,"Tarifas variables y fijas aplicables a los usuarios DAC en la localidad donde se ubica el proyecto para el primer año de operación."]
["Tipo de tarifa",null,"Enero","Febrero","Marzo","Abril","Mayo","Junio","Julio","Agosto","Septiembre","Octubre","Noviembre","Diciembre"]
["Cargo por energía ($/kWh)",null,5.07,4.8449999999999998,4.6230000000000002,4.4960000000000004,4.5629999999999997,4.5620000000000003,4.4409999999999998,4.4429999999999996,4.2629999999999999,4.3289999999999997,4.3769999999999998,4.2759999999999998]
["Cargo fijo ($/mes)",null,107.58,107.92,107.37,107.31,107.37,107.13,107.33,107.91,107.74,108.52,108.79,108.35]
[]
["IV. Beneficiarios no domésticos con pequeña demanda (hasta 25 kW-mes) en baja tensión: PDBT"]
[]
[null,null,"Tarifas variables y fijas aplicables a los usuarios PDBT en la localidad donde se ubica el proyecto para el primer año de operación."]
["Tipo de tarifa",null,"Enero","Febrero","Marzo","Abril","Mayo","Junio","Julio","Agosto","Septiembre","Octubre","Noviembre","Diciembre"]
["Cargo por energía ($/kWh)",null,3.589,3.5720000000000001,3.6190000000000002,3.61,3.6589999999999998,3.67,3.6749999999999998,3.6549999999999998,3.6,3.5470000000000002,3.544,3.544]
["Cargo fijo ($/mes)",null,51.24,51.24,51.24,51.24,51.24,51.24,51.24,51.24,51.24,51.24,51.24,51.24]
[]
["V. Beneficiarios no domésticos con gran demanda (mayor a 25 kw-mes) en baja tensión: GDBT"]
[]
[null,null,"Tarifas variables y fijas aplicables a los usuarios GDBT en la localidad donde se ubica el proyecto para el primer año de operación."]
["Tipo de tarifa",null,"Enero","Febrero","Marzo","Abril","Mayo","Junio","Julio","Agosto","Septiembre","Octubre","Noviembre","Diciembre"]
["Cargo por energía ($/kWh)",null,1.841,1.83,1.8620000000000001,1.8560000000000001,1.889,1.8959999999999999,1.899,1.8859999999999999,1.849,1.8129999999999999,1.8120000000000001,1.8109999999999999]
["Cargo fijo ($/mes)",null,512.44000000000005,512.44000000000005,512.44000000000005,512.44000000000005,512.44000000000005,512.44000000000005,512.44000000000005,512.44000000000005,512.44000000000005,512.44000000000005,512.44000000000005,512.44000000000005]
["Cargo por distribución ($/kW)",null,285.82,285.82,285.82,285.82,285.82,285.82,285.82,285.82,285.82,285.82,285.82,285.82]
["Cargo por capacidad ($/kW)",null,266.8,264.98,270.18,269.2,274.48,275.55,276.11,273.93,268.04000000000002,262.29000000000002,262.02999999999997,261.92]
[]
["VI. Beneficiarios no domésticos con gran demanda (menor a 100 kw-mes) en media tensión y tarifa ordinaria: GDMTO"]
[]
[null,null,"Tarifas variables y fijas aplicables a los usuarios GDMTO en la localidad donde se ubica el proyecto para el primer año de operación."]
["Tipo de tarifa",null,"Enero","Febrero","Marzo","Abril","Mayo","Junio","Julio","Agosto","Septiembre","Octubre","Noviembre","Diciembre"]
["Cargo por energía ($/kWh)",null,1.5329999999999999,1.5229999999999999,1.55,1.5449999999999999,1.5720000000000001,1.577,1.58,1.569,1.5389999999999999,1.51,1.508,1.508]
["Cargo fijo ($/mes)",null,512.44000000000005,512.44000000000005,512.44000000000005,512.44000000000005,512.44000000000005,512.44000000000005,512.44000000000005,512.44000000000005,512.44000000000005,512.44000000000005,512.44000000000005,512.44000000000005]
["Cargo por distribución ($/kW)",null,87.62,87.62,87.62,87.62,87.62,87.62,87.62,87.62,87.62,87.62,87.62,87.62]
["Cargo por capacidad ($/kW)",null,290.79000000000002,288.81,294.47000000000003,293.41000000000003,299.16000000000003,300.33,300.94,298.56,292.14999999999998,285.88,285.58999999999997,285.48]
[]
["VI. Beneficiarios no domésticos con gran demanda (mayor o igual a 100 kw-mes) en media tensión y tarifa horaria: GDMTH"]
[]
["Región donde se ubica el proyecto:",null,null,"Pensinsular"]
[]
[null,null,"Tarifas variables y fijas aplicables a los usuarios GDMTH en la localidad donde se ubica el proyecto para el primer año de operación."]
["Tipo de tarifa",null,"Enero","Febrero","Marzo","Abril","Mayo","Junio","Julio","Agosto","Septiembre","Octubre","Noviembre","Diciembre"]
["Cargo energía base ($/kWh)",null,1.0925,1.0863,1.1040000000000001,1.1007,1.1188,1.1224000000000001,1.1244000000000001,1.1169,1.0967,1.0770999999999999,1.0762,1.0758000000000001]
["Cargo energía int. ($/kWh)",null,1.8332999999999999,1.8220000000000001,1.8542000000000001,1.8481000000000001,1.8809,1.8875,1.891,1.8774,1.841,1.8052999999999999,1.8037000000000001,1.8029999999999999]
["Cargo energía punta ($/kWh)",null,2.0446,2.0318999999999998,2.0682,2.0613999999999999,2.0983000000000001,2.1057999999999999,2.1097000000000001,2.0945,2.0533000000000001,2.0131000000000001,2.0112999999999999,2.0106000000000002]
["Cargo fijo ($/mes)",null,512.44000000000005,512.44000000000005,512.44000000000005,512.44000000000005,512.44000000000005,512.44000000000005,512.44000000000005,512.44000000000005,512.44000000000005,512.44000000000005,512.44000000000005,512.44000000000005]
["Cargo por distribución ($/kW)",null,87.62,87.62,87.62,87.62,87.62,87.62,87.62,87.62,87.62,87.62,87.62,87.62]
["Cargo por capacidad ($/kW)",null,344.18,341.83,348.54,347.27,354.09,355.47,356.19,353.38,345.79,338.36,338.02,337.89]
[]
["VII. Análisis de sensibilidad ante cambios en los cargos tarifarios"]
[]
["Aumento anual esperado de los tarifas de suministro básico (%):",null,null,null,null,0.03,"Un porcentaje de 3% indicará que cada año de operación todas las tarifas aumentarán 3% respecto al valor de los cargos del año anterior, mientras que un valor de -3% indicará que las tarifas disminuirán 3% cada año respecto a los cargos del año anterior."]
[]
[]
["…............................................................................................................................................................................................................................................................................................................................................................................................................................................"]

{"sheet":"5.Costos","index":4,"n_rows":62,"n_cols":14,"rows_kept":62,"cut":false,"hidden":false,"merged":[[31,10,31,13],[32,10,32,13],[33,10,33,13],[28,0,28,2],[28,4,28,7],[28,9,28,12],[54,0,54,13],[59,0,59,13],[61,0,61,13],[53,0,53,13],[56,0,56,13],[58,0,58,13],[57,0,57,13],[55,0,55,13],[0,0,1,13],[2,0,2,13],[8,0,8,13],[10,4,10,9],[51,0,51,13],[17,4,22,13],[10,0,10,2],[10,11,10,13],[14,5,14,6],[14,7,14,9],[12,3,22,3],[4,0,4,13],[5,0,5,13],[6,0,6,13],[26,0,26,13],[30,10,30,13]]}
["5. COSTOS"]
[]
["I. Instrucciones"]
[]
["1. En esta sección se presentan costos promedio de inversión, operación y mantenimiento para centrales fotovoltaicas distribuidas. Los costos están clasificados por rangos y existen diferencias entre las plantas menores a 350 kW y aquellas con capacidad mayor o igual a 350kW debido a que en capacidades mayores resulta competitivo realizar estos servicios internamente mientras que en las plantas pequeñas es más económico subcontratar el servicio."]
["2. Si el usuario lo desea puede modificar los valores del rango o los rangos donde se encuentran las capacidades de planta que desea evaluar, calculando con sus propios datos el costo por kWp instalado aplicable al tamaño de su central."]
["3. El usuario también debe indicar el año en que seerán reemplazados los inversores de la central, los cuales tiene una vida útil menor a los demás componentes del sistema (el modelo viene precargado con el año 10). El costo de los inversores también puede ser modificado si el usuario así lo desea."]
[]
["II. Información sobre costos tipícos de inversión, operación y mantenimiento en proyectos fotovoltaicos por rango de capacidad instalada"]
[]
["Costos promedio para centrales con capacidad menor a 350kWp",null,null,null,"Costos promedio para centrales distribuidas con capacidad mayor o igual a 350 kWp",null,null,null,null,null,null,"Información sobre inversores de reemplazo  - aplicable a todas las capacidades"]
["Rango de capacidad instalada (kWp):","Inversión ($/kWp)","Operación y mantenimiento ($/kWp)",null,"Rango de capacidad instalada (kWp):","Inversión ($/kWp)","Póliza de seguro ($/kWp)","Mtto. preventivo ($/año)","Mtto. correctivo ($/año)","Operaciones diarias ($/año)",null,"Equipo","Año operativo de reemplazo","Costo ($/kWp)"]
["1.3* - 2.5",36000,615.38499999999999,null,"350.0 - 449.9",16500,{"$f":"F13*0.015","v":247.5},30000,15000,180000,null,"Inversores",10,1200]
["2.6 -3.8",34000,615.38499999999999,null,"450.0 - 499.9",16000,{"$f":"F14*0.015","v":240},30000,15000,180000]
["3.9 -5.1",32000,615.38499999999999,null,null,"Cargos por kWp instalado",null,"Cargos fijos anuales"]
["5.2 -6.4",28000,615.38499999999999]
["6.5 -29.9",24000,615.38499999999999]
["30.0 - 49.9",21000,615.38499999999999,null,"Nota: Para las plantas con capacidad instalada menor a 350 kWp se considera un costo de $200.00 por panel, equivalente a $615.39 por kWp instalado. Este precio es otorgado por empresas que ofrecen este servicio.                                                                                                                                                                                      A partir de 350 kWp el costo de realizar las actividades de operación y mantenimiento internamente es competitivo con el costo de contratar un servicio externo. En plantas de capacidades mayores, realizar estas actividades con recursos propios aumentan las economías de escala, sumándose a las ya logradas en la compra e instalación del sistema. Por otro lado, contar con sistemas de seguridad y mantenimiento propios es generalmente un requisito para la contratación de primas de seguro que facilitan la obtención del financiamiento del proyecto mediante deuda. No obstante la decision final respecto a todos estos aspectos recae en la estrategia individual de cada empresa y estos datos deben tomarse únicamente como un panorama general."]
["50.0 - 99.9",19000,615.38499999999999]
["100.0 - 149.9",18500,615.38499999999999]
["150.0 - 199.9",18000,615.38499999999999]
["200.0 - 249.9",17500,615.38499999999999]
["250.0 - 299.9",17250,615.38499999999999]
["300.0 - 349.10",17000,615.38499999999999]
["* 1.3 kWp es la capacidad mínima recomendable (4 paneles)."]
[]
["III. Costos adicionales"]
[]
["Costos administrativos y otros conceptos asociados al modelo de negocio de generación distribuida colectiva",null,null,null,"Desglose de \"Otros conceptos\""]
["Año Operativo","Costos administrativos ($/año)","Otros conceptos ($/año)",null,"Concepto 1","Concepto 2","Concepto 3","Concepto 4"]
[1,0,{"$f":"SUM(E31:H31)","v":0},null,0,0,0,0,null,"Concepto 1:","Describir."]
[2,0,{"$f":"SUM(E32:H32)","v":0},null,0,0,0,0,null,"Concepto 2:","Describir."]
[3,0,0,null,0,0,0,0,null,"Concepto 3:","Describir."]
[4,0,0,null,0,0,0,0,null,"Concepto 4:","Describir."]
[5,0,0,null,0,0,0,0]
[6,0,0,null,0,0,0,0]
[7,0,0,null,0,0,0,0]
[8,0,0,null,0,0,0,0]
[9,0,0,null,0,0,0,0]
[10,0,0,null,0,0,0,0]
[11,0,0,null,0,0,0,0]
[12,0,0,null,0,0,0,0]
[13,0,0,null,0,0,0,0]
[14,0,0,null,0,0,0,0]
[15,0,0,null,0,0,0,0]
[16,0,0,null,0,0,0,0]
[17,0,0,null,0,0,0,0]
[18,0,0,null,0,0,0,0]
[19,0,0,null,0,0,0,0]
[20,0,0,null,0,0,0,0]
[]
["IV. Glosario"]
[]
["Año de reemplazo: Indica el año en el que se realizará la realizará la sustitución de los inversores originales por equipos nuevos."]
["Costos administrativos: Costos administrativos asociados a la venta de energía tales como costos de facturación por la energía entregada al suministrador de servicios básicos."]
["Otros conceptos: Cualquier otro concepto de gastos que genere el modelo de negocio a evaluar y que no esté considerada ya en las otras categorías."]
["Mtto. correctivo: mantenimiento realizado para corregir el malfuncionamiento de la central causado por algún evento natural u otra causa. Se considera un evento por año de este tipo."]
["Mtto. preventivo:  mantenimiento preventivo, es decir, mantenimiento de rutina que debe realizarse para mantener la central de generación distribuida en condiciones óptimas de operación. Se consideran dos sesiones de mantenimiento preventivo al año."]
["Operaciones diarias: considera la contratación de dos operadores para la realización de labores de vigilancia y limpieza de la central de generación distribuida."]
["Rango de capacidad: Capacidad miníma y máxima a la que son aplicables los costos de inversión y de operación y mantenimiento presentados."]
[]
["…............................................................................................................................................................................................................................................................................................................................................................................................................................................"]

{"sheet":"6.Generación","index":5,"n_rows":8811,"n_cols":21,"rows_kept":8811,"cut":false,"hidden":false,"merged":[[4,0,4,20],[7,0,7,20],[18,1,18,2],[17,0,17,2],[8810,0,8810,20],[47,2,48,2],[0,0,1,20],[45,0,45,20],[47,0,47,1],[2,0,2,20],[6,0,6,20],[9,0,9,20],[47,3,48,3],[47,4,48,4],[11,1,11,20],[15,0,15,20],[17,5,17,8],[17,10,17,14],[18,15,18,16],[5,0,5,20]]}
["6. GENERACIÓN"]
[]
["I. Instrucciones"]
[]
["1. En la sección II se presentan los factores de pérdida de eficiencia del equipo fotovoltaico. En este caso el modelo se encuentra precargado con los valores que ofrece el fabricante para paneles monocristalino estándar y pueden ser modificados si el usuario así lo desea."]
["2. La sección III muestra un resumen de la curva de generación esperada de manera mensual, horaria y anual para la central distribuida. Estos datos no deben ser modificados pues son calculados automáticamente."]
["3. En la sección IV se presentan los datos de generación horaria en un año base, ajustados a megawatt-hora generados por cada kilowatt-pico instalado en el sitio donde se desarollará el proyecto. Estos valores pueden ser modificados si el proyecto a analizar será realizado fuera de Mérida, Yucatán, ya que los valores de radiación solar y factor de planta pueden variar."]
["4. El usuario debe proporcionar estos datos calculando la generación por kWp instalado en la columna \"D\", filas 50 a 8809, a o puede directamente poner los valores de generación esperada para cada hora del año para una central de la capacidad que deseee analizar en la columna \"E\" (en MWh). No obstante, la segunda opción tiene la desventaja de que para probar otras capacidades en el mismo sitio deberá volver a modificar la columna mientras que con el factor este cálculo se hará automáticamente."]
[]
["II. Factor de eficiencia de los módulos fotovoltaicos"]
[]
[null,"Pérdida de eficiencia esperada en los modulos fotovoltaicos durante el período analizado."]
["Año",1,2,3,4,5,6,7,8,9,10,11,12,13,14,15,16,17,18,19,20]
["Eficiencia (%)",0.97499999999999998,0.96899999999999997,0.96299999999999997,0.95699999999999996,0.95099999999999996,0.94499999999999995,0.93899999999999995,0.93299999999999994,0.92699999999999994,0.92099999999999993,0.91499999999999992,0.90899999999999992,0.90299999999999991,0.89699999999999991,0.8909999999999999,0.8849999999999999,0.87899999999999989,0.87299999999999989,0.86699999999999988,0.86099999999999988]
[]
["III. Generación esperada para un sistema fotoltaico con la capacidad indicada en las características del proyecto"]
[]
["Generación mensual proyectada con eficiencia de 100%",null,null,null,null,"Generación promedio horaria con eficiencia de 100%",null,null,null,null,"Generación anual esperada durante el período analizado considerando los factores de pérdida de eficiencia"]
["Mes","Energía generada (Mwh)",null,null,null,"ID","Hora","Energía generada (kWh)",null,null,null,"Año","Energía generada (Mwh)"]
["Ene",{"$f":"SUM(E50:E793)","v":6.6501999999999981},"MWh",null,null,0,"00:00:00",{"$f":"(SUMIF($B$50:$B$8809, G20,$E$50:$E$8809)/COUNTIF($B$50:$B$8809, G20))*1000","v":0},"kWh",null,null,1,{"$f":"$B$32*B14","v":78.057378749999998},"MWh"]
["Feb",{"$f":"SUM(E794:E1465)","v":6.9381000000000004},"MWh",null,null,1,"01:00:00",{"$f":"(SUMIF($B$50:$B$8809, G21,$E$50:$E$8809)/COUNTIF($B$50:$B$8809, G21))*1000","v":0},"kWh",null,null,2,{"$f":"$B$32*C14","v":77.57702565000001},"MWh"]
["Marz",{"$f":"SUM(E1466:E2209)","v":7.814350000000001},"MWh",null,null,2,"02:00:00",0,"kWh",null,null,3,{"$f":"$B$32*D14","v":77.096672550000008},"MWh"]
["Abr",{"$f":"SUM(E2210:E2929)","v":7.4214499999999983},"MWh",null,null,3,"03:00:00",0,"kWh",null,null,4,{"$f":"$B$32*E14","v":76.616319450000006},"MWh"]
["May",{"$f":"SUM(E2930:E3673)","v":7.1685999999999979},"MWh",null,null,4,"04:00:00",0,"kWh",null,null,5,{"$f":"$B$32*F14","v":76.135966350000004},"MWh"]
["Jun",{"$f":"SUM(E3674:E4393)","v":6.3295000000000066},"MWh",null,null,5,"05:00:00",4.1506849315068518E-2,"kWh",null,null,6,{"$f":"$B$32*G14","v":75.655613250000002},"MWh"]
["Jul",{"$f":"SUM(E4394:E5137)","v":6.7715499999999924},"MWh",null,null,6,"06:00:00",2.279999999999998,"kWh",null,null,7,{"$f":"$B$32*H14","v":75.17526015},"MWh"]
["Ago",{"$f":"SUM(E5138:E5881)","v":6.4895499999999959},"MWh",null,null,7,"07:00:00",9.9341095890410962,"kWh",null,null,8,{"$f":"$B$32*I14","v":74.694907049999998},"MWh"]
["Sept",{"$f":"SUM(E5882:E6601)","v":5.3415000000000035},"MWh",null,null,8,"08:00:00",17.853287671232891,"kWh",null,null,9,{"$f":"$B$32*J14","v":74.214553949999996},"MWh"]
["Oct",{"$f":"SUM(E6602:E7345)","v":5.8029000000000011},"MWh",null,null,9,"09:00:00",24.042191780821909,"kWh",null,null,10,{"$f":"$B$32*K14","v":73.734200850000008},"MWh"]
["Nov",{"$f":"SUM(E7346:E8065)","v":6.7575000000000029},"MWh",null,null,10,"10:00:00",28.246438356164372,"kWh",null,null,11,{"$f":"$B$32*L14","v":73.253847750000006},"MWh"]
["Dic",{"$f":"SUM(E8066:E8809)","v":6.5736499999999971},"MWh",null,null,11,"11:00:00",30.18123287671235,"kWh",null,null,12,{"$f":"$B$32*M14","v":72.773494650000004},"MWh"]
["ANUAL",{"$f":"SUM(B20:B31)","v":80.058850000000007},"MWh",null,null,12,"12:00:00",29.938356164383553,"kWh",null,null,13,{"$f":"$B$32*N14","v":72.293141550000001},"MWh"]
[null,null,null,13,null,13,"13:00:00",27.493013698630133,"kWh",null,null,14,{"$f":"$B$32*O14","v":71.812788449999999},"MWh"]
[null,null,null,14,null,14,"14:00:00",22.946438356164396,"kWh",null,null,15,{"$f":"$B$32*P14","v":71.332435349999997},"MWh"]
[null,null,null,15,null,15,"15:00:00",16.178356164383565,"kWh",null,null,16,{"$f":"$B$32*Q14","v":70.852082249999995},"MWh"]
[null,null,null,16,null,16,"16:00:00",8.381369863013699,"kWh",null,null,17,{"$f":"$B$32*R14","v":70.371729149999993},"MWh"]
[null,null,null,17,null,17,"17:00:00",1.7995890410958897,"kWh",null,null,18,{"$f":"$B$32*S14","v":69.891376049999991},"MWh"]
[null,null,null,18,null,18,"18:00:00",2.3424657534246562E-2,"kWh",null,null,19,{"$f":"$B$32*T14","v":69.411022950000003},"MWh"]
[null,null,null,19,null,19,"19:00:00",0,"kWh",null,null,20,{"$f":"$B$32*U14","v":68.930669850000001},"MWh"]
[null,null,null,20,null,20,"20:00:00",0,"kWh"]
[null,null,null,21,null,21,"21:00:00",0,"kWh"]
[null,null,null,22,null,22,"22:00:00",0,"kWh"]
[null,null,null,23,null,23,"23:00:00",0,"kWh"]
[]
[]
["IV. Datos para la curva de generación horaria en el sitio donde se localizará el proyecto"]
[]
["Marca de tiempo",null,"Hora (número)","Factor (MWh/kWp)","Generación (MWh)"]
["Día","Hora"]
["2019-01-01","00:00:00",1,0,{"$f":"D50*'2.Proyecto'!$E$18","v":0}]
["2014-01-01T01:00:00","01:00:00",2,0,{"$f":"D51*'2.Proyecto'!$E$18","v":0}]
["2014-01-01T02:00:00","02:00:00",3,0,{"$f":"D52*'2.Proyecto'!$E$18","v":0}]
["2014-01-01T03:00:00.005","03:00:00",4,0,{"$f":"D53*'2.Proyecto'!$E$18","v":0}]
["2014-01-01T04:00:00.010","04:00:00",5,0,{"$f":"D54*'2.Proyecto'!$E$18","v":0}]
["2014-01-01T05:00:00.015","05:00:00",6,0,{"$f":"D55*'2.Proyecto'!$E$18","v":0}]
["2014-01-01T06:00:00.020","06:00:00",7,1.9999999999999999E-6,{"$f":"D56*'2.Proyecto'!$E$18","v":9.9999999999999991E-5}]
["2014-01-01T07:00:00.025","07:00:00",8,1.63E-4,{"$f":"D57*'2.Proyecto'!$E$18","v":8.150000000000001E-3}]
["2014-01-01T08:00:00.030","08:00:00",9,3.79E-4,{"$f":"D58*'2.Proyecto'!$E$18","v":1.8950000000000002E-2}]
["2014-01-01T09:00:00.035","09:00:00",10,5.31E-4,{"$f":"D59*'2.Proyecto'!$E$18","v":2.6550000000000001E-2}]
["2014-01-01T10:00:00.040","10:00:00",11,6.2200000000000005E-4,{"$f":"D60*'2.Proyecto'!$E$18","v":3.1100000000000003E-2}]
["2014-01-01T11:00:00.045","11:00:00",12,6.6700000000000006E-4,{"$f":"D61*'2.Proyecto'!$E$18","v":3.3350000000000005E-2}]
["2014-01-01T12:00:00.050","12:00:00",13,6.6100000000000002E-4,{"$f":"D62*'2.Proyecto'!$E$18","v":3.3050000000000003E-2}]
["2014-01-01T13:00:00.055","13:00:00",14,6.0999999999999997E-4,{"$f":"D63*'2.Proyecto'!$E$18","v":3.0499999999999999E-2}]
["2014-01-01T14:00:00.060","14:00:00",15,5.0799999999999999E-4,{"$f":"D64*'2.Proyecto'!$E$18","v":2.5399999999999999E-2}]
["2014-01-01T15:00:00.065","15:00:00",16,3.4100000000000005E-4,{"$f":"D65*'2.Proyecto'!$E$18","v":1.7050000000000003E-2}]
["2014-01-01T16:00:00.070","16:00:00",17,1.07E-4,{"$f":"D66*'2.Proyecto'!$E$18","v":5.3499999999999997E-3}]
["2014-01-01T17:00:00.075","17:00:00",18,0,{"$f":"D67*'2.Proyecto'!$E$18","v":0}]
["2014-01-01T18:00:00.080","18:00:00",19,0,{"$f":"D68*'2.Proyecto'!$E$18","v":0}]
["2014-01-01T19:00:00.085","19:00:00",20,0,{"$f":"D69*'2.Proyecto'!$E$18","v":0}]
["2014-01-01T20:00:00.090","20:00:00",21,0,{"$f":"D70*'2.Proyecto'!$E$18","v":0}]
["2014-01-01T21:00:00.095","21:00:00",22,0,{"$f":"D71*'2.Proyecto'!$E$18","v":0}]
["2014-01-01T22:00:00.100","22:00:00",23,0,{"$f":"D72*'2.Proyecto'!$E$18","v":0}]
["2014-01-01T23:00:00.105","23:00:00",24,0,{"$f":"D73*'2.Proyecto'!$E$18","v":0}]
["2014-01-02T00:00:00.110","00:00:00",25,0,{"$f":"D74*'2.Proyecto'!$E$18","v":0}]
["2014-01-02T01:00:00.115","01:00:00",26,0,{"$f":"D75*'2.Proyecto'!$E$18","v":0}]
["2014-01-02T02:00:00.120","02:00:00",27,0,{"$f":"D76*'2.Proyecto'!$E$18","v":0}]
["2014-01-02T03:00:00.125","03:00:00",28,0,{"$f":"D77*'2.Proyecto'!$E$18","v":0}]
["2014-01-02T04:00:00.130","04:00:00",29,0,{"$f":"D78*'2.Proyecto'!$E$18","v":0}]
["2014-01-02T05:00:00.135","05:00:00",30,0,{"$f":"D79*'2.Proyecto'!$E$18","v":0}]
["2014-01-02T06:00:00.140","06:00:00",31,3.0000000000000001E-6,{"$f":"D80*'2.Proyecto'!$E$18","v":1.5000000000000001E-4}]
["2014-01-02T07:00:00.145","07:00:00",32,1.9100000000000001E-4,{"$f":"D81*'2.Proyecto'!$E$18","v":9.5500000000000012E-3}]
["2014-01-02T08:00:00.150","08:00:00",33,3.88E-4,{"$f":"D82*'2.Proyecto'!$E$18","v":1.9400000000000001E-2}]
["2014-01-02T09:00:00.155","09:00:00",34,5.2999999999999998E-4,{"$f":"D83*'2.Proyecto'!$E$18","v":2.6499999999999999E-2}]
["2014-01-02T10:00:00.160","10:00:00",35,6.2E-4,{"$f":"D84*'2.Proyecto'!$E$18","v":3.1E-2}]
["2014-01-02T11:00:00.165","11:00:00",36,6.6399999999999999E-4,{"$f":"D85*'2.Proyecto'!$E$18","v":3.32E-2}]
["2014-01-02T12:00:00.170","12:00:00",37,6.6100000000000002E-4,{"$f":"D86*'2.Proyecto'!$E$18","v":3.3050000000000003E-2}]
["2014-01-02T13:00:00.175","13:00:00",38,6.1399999999999996E-4,{"$f":"D87*'2.Proyecto'!$E$18","v":3.0699999999999998E-2}]
["2014-01-02T14:00:00.180","14:00:00",39,5.1500000000000005E-4,{"$f":"D88*'2.Proyecto'!$E$18","v":2.5750000000000002E-2}]
["2014-01-02T15:00:00.185","15:00:00",40,3.5399999999999999E-4,{"$f":"D89*'2.Proyecto'!$E$18","v":1.77E-2}]
["2014-01-02T16:00:00.190","16:00:00",41,1.3700000000000002E-4,{"$f":"D90*'2.Proyecto'!$E$18","v":6.8500000000000011E-3}]
["2014-01-02T17:00:00.195","17:00:00",42,9.9999999999999995E-7,{"$f":"D91*'2.Proyecto'!$E$18","v":4.9999999999999996E-5}]
["2014-01-02T18:00:00.200","18:00:00",43,0,{"$f":"D92*'2.Proyecto'!$E$18","v":0}]
["2014-01-02T19:00:00.205","19:00:00",44,0,{"$f":"D93*'2.Proyecto'!$E$18","v":0}]
["2014-01-02T20:00:00.210","20:00:00",45,0,{"$f":"D94*'2.Proyecto'!$E$18","v":0}]
["2014-01-02T21:00:00.215","21:00:00",46,0,{"$f":"D95*'2.Proyecto'!$E$18","v":0}]
["2014-01-02T22:00:00.220","22:00:00",47,0,{"$f":"D96*'2.Proyecto'!$E$18","v":0}]
["2014-01-02T23:00:00.225","23:00:00",48,0,{"$f":"D97*'2.Proyecto'!$E$18","v":0}]
["2014-01-03T00:00:00.230","00:00:00",49,0,{"$f":"D98*'2.Proyecto'!$E$18","v":0}]
["2014-01-03T01:00:00.235","01:00:00",50,0,{"$f":"D99*'2.Proyecto'!$E$18","v":0}]
["2014-01-03T02:00:00.240","02:00:00",51,0,{"$f":"D100*'2.Proyecto'!$E$18","v":0}]
["2014-01-03T03:00:00.245","03:00:00",52,0,{"$f":"D101*'2.Proyecto'!$E$18","v":0}]
["2014-01-03T04:00:00.250","04:00:00",53,0,{"$f":"D102*'2.Proyecto'!$E$18","v":0}]
["2014-01-03T05:00:00.255","05:00:00",54,0,{"$f":"D103*'2.Proyecto'!$E$18","v":0}]
["2014-01-03T06:00:00.260","06:00:00",55,0,{"$f":"D104*'2.Proyecto'!$E$18","v":0}]
["2014-01-03T07:00:00.265","07:00:00",56,7.3999999999999996E-5,{"$f":"D105*'2.Proyecto'!$E$18","v":3.6999999999999997E-3}]
["2014-01-03T08:00:00.270","08:00:00",57,2.0899999999999998E-4,{"$f":"D106*'2.Proyecto'!$E$18","v":1.0449999999999999E-2}]
["2014-01-03T09:00:00.275","09:00:00",58,3.6999999999999999E-4,{"$f":"D107*'2.Proyecto'!$E$18","v":1.8499999999999999E-2}]
["2014-01-03T10:00:00.280","10:00:00",59,4.8299999999999998E-4,{"$f":"D108*'2.Proyecto'!$E$18","v":2.4149999999999998E-2}]
["2014-01-03T11:00:00.285","11:00:00",60,4.7599999999999997E-4,{"$f":"D109*'2.Proyecto'!$E$18","v":2.3799999999999998E-2}]
["2014-01-03T12:00:00.290","12:00:00",61,4.3300000000000001E-4,{"$f":"D110*'2.Proyecto'!$E$18","v":2.1649999999999999E-2}]
["2014-01-03T13:00:00.295","13:00:00",62,3.6999999999999999E-4,{"$f":"D111*'2.Proyecto'!$E$18","v":1.8499999999999999E-2}]
["2014-01-03T14:00:00.300","14:00:00",63,2.99E-4,{"$f":"D112*'2.Proyecto'!$E$18","v":1.495E-2}]
["2014-01-03T15:00:00.305","15:00:00",64,2.0100000000000001E-4,{"$f":"D113*'2.Proyecto'!$E$18","v":1.005E-2}]
["2014-01-03T16:00:00.310","16:00:00",65,8.0000000000000007E-5,{"$f":"D114*'2.Proyecto'!$E$18","v":4.0000000000000001E-3}]
["2014-01-03T17:00:00.315","17:00:00",66,0,{"$f":"D115*'2.Proyecto'!$E$18","v":0}]
["2014-01-03T18:00:00.320","18:00:00",67,0,{"$f":"D116*'2.Proyecto'!$E$18","v":0}]
["2014-01-03T19:00:00.325","19:00:00",68,0,{"$f":"D117*'2.Proyecto'!$E$18","v":0}]
["2014-01-03T20:00:00.330","20:00:00",69,0,{"$f":"D118*'2.Proyecto'!$E$18","v":0}]
["2014-01-03T21:00:00.335","21:00:00",70,0,{"$f":"D119*'2.Proyecto'!$E$18","v":0}]
["2014-01-03T22:00:00.340","22:00:00",71,0,{"$f":"D120*'2.Proyecto'!$E$18","v":0}]
["2014-01-03T23:00:00.345","23:00:00",72,0,{"$f":"D121*'2.Proyecto'!$E$18","v":0}]
["2014-01-04T00:00:00.350","00:00:00",73,0,{"$f":"D122*'2.Proyecto'!$E$18","v":0}]
["2014-01-04T01:00:00.355","01:00:00",74,0,{"$f":"D123*'2.Proyecto'!$E$18","v":0}]
["2014-01-04T02:00:00.360","02:00:00",75,0,{"$f":"D124*'2.Proyecto'!$E$18","v":0}]
["2014-01-04T03:00:00.365","03:00:00",76,0,{"$f":"D125*'2.Proyecto'!$E$18","v":0}]
["2014-01-04T04:00:00.370","04:00:00",77,0,{"$f":"D126*'2.Proyecto'!$E$18","v":0}]
["2014-01-04T05:00:00.375","05:00:00",78,0,{"$f":"D127*'2.Proyecto'!$E$18","v":0}]
["2014-01-04T06:00:00.380","06:00:00",79,9.9999999999999995E-7,{"$f":"D128*'2.Proyecto'!$E$18","v":4.9999999999999996E-5}]
["2014-01-04T07:00:00.385","07:00:00",80,1.06E-4,{"$f":"D129*'2.Proyecto'!$E$18","v":5.3E-3}]
["2014-01-04T08:00:00.390","08:00:00",81,2.7900000000000001E-4,{"$f":"D130*'2.Proyecto'!$E$18","v":1.3950000000000001E-2}]
["2014-01-04T09:00:00.395","09:00:00",82,4.3199999999999998E-4,{"$f":"D131*'2.Proyecto'!$E$18","v":2.1599999999999998E-2}]
["2014-01-04T10:00:00.400","10:00:00",83,5.3300000000000005E-4,{"$f":"D132*'2.Proyecto'!$E$18","v":2.6650000000000004E-2}]
["2014-01-04T11:00:00.405","11:00:00",84,5.7499999999999999E-4,{"$f":"D133*'2.Proyecto'!$E$18","v":2.8749999999999998E-2}]
["2014-01-04T12:00:00.410","12:00:00",85,5.5900000000000004E-4,{"$f":"D134*'2.Proyecto'!$E$18","v":2.7950000000000003E-2}]
["2014-01-04T13:00:00.415","13:00:00",86,5.0299999999999997E-4,{"$f":"D135*'2.Proyecto'!$E$18","v":2.5149999999999999E-2}]
["2014-01-04T14:00:00.420","14:00:00",87,3.6400000000000001E-4,{"$f":"D136*'2.Proyecto'!$E$18","v":1.8200000000000001E-2}]
["2014-01-04T15:00:00.425","15:00:00",88,2.3000000000000001E-4,{"$f":"D137*'2.Proyecto'!$E$18","v":1.15E-2}]
["2014-01-04T16:00:00.430","16:00:00",89,8.1000000000000004E-5,{"$f":"D138*'2.Proyecto'!$E$18","v":4.0499999999999998E-3}]
["2014-01-04T17:00:00.435","17:00:00",90,0,{"$f":"D139*'2.Proyecto'!$E$18","v":0}]
["2014-01-04T18:00:00.440","18:00:00",91,0,{"$f":"D140*'2.Proyecto'!$E$18","v":0}]
["2014-01-04T19:00:00.445","19:00:00",92,0,{"$f":"D141*'2.Proyecto'!$E$18","v":0}]
["2014-01-04T20:00:00.450","20:00:00",93,0,{"$f":"D142*'2.Proyecto'!$E$18","v":0}]
["2014-01-04T21:00:00.455","21:00:00",94,0,{"$f":"D143*'2.Proyecto'!$E$18","v":0}]
["2014-01-04T22:00:00.460","22:00:00",95,0,{"$f":"D144*'2.Proyecto'!$E$18","v":0}]
["2014-01-04T23:00:00.465","23:00:00",96,0,{"$f":"D145*'2.Proyecto'!$E$18","v":0}]
["2014-01-05T00:00:00.470","00:00:00",97,0,{"$f":"D146*'2.Proyecto'!$E$18","v":0}]
["2014-01-05T01:00:00.475","01:00:00",98,0,{"$f":"D147*'2.Proyecto'!$E$18","v":0}]
["2014-01-05T02:00:00.480","02:00:00",99,0,{"$f":"D148*'2.Proyecto'!$E$18","v":0}]
["2014-01-05T03:00:00.485","03:00:00",100,0,{"$f":"D149*'2.Proyecto'!$E$18","v":0}]
["2014-01-05T04:00:00.490","04:00:00",101,0,{"$f":"D150*'2.Proyecto'!$E$18","v":0}]
["2014-01-05T05:00:00.495","05:00:00",102,0,{"$f":"D151*'2.Proyecto'!$E$18","v":0}]
["2014-01-05T06:00:00.500","06:00:00",103,3.0000000000000001E-6,{"$f":"D152*'2.Proyecto'!$E$18","v":1.5000000000000001E-4}]
["2014-01-05T07:00:00.505","07:00:00",104,1.6900000000000002E-4,{"$f":"D153*'2.Proyecto'!$E$18","v":8.4500000000000009E-3}]
["2014-01-05T08:00:00.510","08:00:00",105,3.6299999999999999E-4,{"$f":"D154*'2.Proyecto'!$E$18","v":1.8149999999999999E-2}]
["2014-01-05T09:00:00.515","09:00:00",106,5.4000000000000001E-4,{"$f":"D155*'2.Proyecto'!$E$18","v":2.7E-2}]
["2014-01-05T10:00:00.520","10:00:00",107,6.4000000000000005E-4,{"$f":"D156*'2.Proyecto'!$E$18","v":3.2000000000000001E-2}]
["2014-01-05T11:00:00.525","11:00:00",108,6.820000000000001E-4,{"$f":"D157*'2.Proyecto'!$E$18","v":3.4100000000000005E-2}]
["2014-01-05T12:00:00.530","12:00:00",109,6.7000000000000002E-4,{"$f":"D158*'2.Proyecto'!$E$18","v":3.3500000000000002E-2}]
["2014-01-05T13:00:00.535","13:00:00",110,6.0899999999999995E-4,{"$f":"D159*'2.Proyecto'!$E$18","v":3.0449999999999998E-2}]
["2014-01-05T14:00:00.540","14:00:00",111,5.04E-4,{"$f":"D160*'2.Proyecto'!$E$18","v":2.52E-2}]
["2014-01-05T15:00:00.545","15:00:00",112,2.9799999999999998E-4,{"$f":"D161*'2.Proyecto'!$E$18","v":1.4899999999999998E-2}]
["2014-01-05T16:00:00.550","16:00:00",113,1.27E-4,{"$f":"D162*'2.Proyecto'!$E$18","v":6.3499999999999997E-3}]
["2014-01-05T17:00:00.555","17:00:00",114,9.9999999999999995E-7,{"$f":"D163*'2.Proyecto'!$E$18","v":4.9999999999999996E-5}]
["2014-01-05T18:00:00.560","18:00:00",115,0,{"$f":"D164*'2.Proyecto'!$E$18","v":0}]
["2014-01-05T19:00:00.565","19:00:00",116,0,{"$f":"D165*'2.Proyecto'!$E$18","v":0}]
["2014-01-05T20:00:00.570","20:00:00",117,0,{"$f":"D166*'2.Proyecto'!$E$18","v":0}]
["2014-01-05T21:00:00.575","21:00:00",118,0,{"$f":"D167*'2.Proyecto'!$E$18","v":0}]
["2014-01-05T22:00:00.580","22:00:00",119,0,{"$f":"D168*'2.Proyecto'!$E$18","v":0}]
["2014-01-05T23:00:00.585","23:00:00",120,0,{"$f":"D169*'2.Proyecto'!$E$18","v":0}]
["2014-01-06T00:00:00.590","00:00:00",121,0,{"$f":"D170*'2.Proyecto'!$E$18","v":0}]
["2014-01-06T01:00:00.595","01:00:00",122,0,{"$f":"D171*'2.Proyecto'!$E$18","v":0}]
["2014-01-06T02:00:00.600","02:00:00",123,0,{"$f":"D172*'2.Proyecto'!$E$18","v":0}]
["2014-01-06T03:00:00.605","03:00:00",124,0,{"$f":"D173*'2.Proyecto'!$E$18","v":0}]
["2014-01-06T04:00:00.610","04:00:00",125,0,{"$f":"D174*'2.Proyecto'!$E$18","v":0}]
["2014-01-06T05:00:00.615","05:00:00",126,0,{"$f":"D175*'2.Proyecto'!$E$18","v":0}]
["2014-01-06T06:00:00.620","06:00:00",127,3.0000000000000001E-6,{"$f":"D176*'2.Proyecto'!$E$18","v":1.5000000000000001E-4}]
["2014-01-06T07:00:00.625","07:00:00",128,1.6800000000000002E-4,{"$f":"D177*'2.Proyecto'!$E$18","v":8.4000000000000012E-3}]
["2014-01-06T08:00:00.630","08:00:00",129,3.5799999999999997E-4,{"$f":"D178*'2.Proyecto'!$E$18","v":1.7899999999999999E-2}]
["2014-01-06T09:00:00.635","09:00:00",130,5.13E-4,{"$f":"D179*'2.Proyecto'!$E$18","v":2.5649999999999999E-2}]
["2014-01-06T10:00:00.640","10:00:00",131,6.11E-4,{"$f":"D180*'2.Proyecto'!$E$18","v":3.0550000000000001E-2}]
["2014-01-06T11:00:00.645","11:00:00",132,6.4400000000000004E-4,{"$f":"D181*'2.Proyecto'!$E$18","v":3.2199999999999999E-2}]
["2014-01-06T12:00:00.650","12:00:00",133,6.3299999999999999E-4,{"$f":"D182*'2.Proyecto'!$E$18","v":3.1649999999999998E-2}]
["2014-01-06T13:00:00.655","13:00:00",134,5.5500000000000005E-4,{"$f":"D183*'2.Proyecto'!$E$18","v":2.7750000000000004E-2}]
["2014-01-06T14:00:00.660","14:00:00",135,3.8900000000000002E-4,{"$f":"D184*'2.Proyecto'!$E$18","v":1.9450000000000002E-2}]
["2014-01-06T15:00:00.665","15:00:00",136,1.94E-4,{"$f":"D185*'2.Proyecto'!$E$18","v":9.7000000000000003E-3}]
["2014-01-06T16:00:00.670","16:00:00",137,7.6000000000000004E-5,{"$f":"D186*'2.Proyecto'!$E$18","v":3.8000000000000004E-3}]
["2014-01-06T17:00:00.675","17:00:00",138,0,{"$f":"D187*'2.Proyecto'!$E$18","v":0}]
["2014-01-06T18:00:00.680","18:00:00",139,0,{"$f":"D188*'2.Proyecto'!$E$18","v":0}]
["2014-01-06T19:00:00.685","19:00:00",140,0,{"$f":"D189*'2.Proyecto'!$E$18","v":0}]
["2014-01-06T20:00:00.690","20:00:00",141,0,{"$f":"D190*'2.Proyecto'!$E$18","v":0}]
["2014-01-06T21:00:00.695","21:00:00",142,0,{"$f":"D191*'2.Proyecto'!$E$18","v":0}]
["2014-01-06T22:00:00.700","22:00:00",143,0,{"$f":"D192*'2.Proyecto'!$E$18","v":0}]
["2014-01-06T23:00:00.705","23:00:00",144,0,{"$f":"D193*'2.Proyecto'!$E$18","v":0}]
["2014-01-07T00:00:00.710","00:00:00",145,0,{"$f":"D194*'2.Proyecto'!$E$18","v":0}]
["2014-01-07T01:00:00.715","01:00:00",146,0,{"$f":"D195*'2.Proyecto'!$E$18","v":0}]
["2014-01-07T02:00:00.720","02:00:00",147,0,{"$f":"D196*'2.Proyecto'!$E$18","v":0}]
["2014-01-07T03:00:00.725","03:00:00",148,0,{"$f":"D197*'2.Proyecto'!$E$18","v":0}]
["2014-01-07T04:00:00.730","04:00:00",149,0,{"$f":"D198*'2.Proyecto'!$E$18","v":0}]
["2014-01-07T05:00:00.735","05:00:00",150,0,{"$f":"D199*'2.Proyecto'!$E$18","v":0}]
["2014-01-07T06:00:00.740","06:00:00",151,0,{"$f":"D200*'2.Proyecto'!$E$18","v":0}]
["2014-01-07T07:00:00.745","07:00:00",152,6.7999999999999999E-5,{"$f":"D201*'2.Proyecto'!$E$18","v":3.3999999999999998E-3}]
["2014-01-07T08:00:00.750","08:00:00",153,1.5699999999999999E-4,{"$f":"D202*'2.Proyecto'!$E$18","v":7.8499999999999993E-3}]
["2014-01-07T09:00:00.755","09:00:00",154,2.42E-4,{"$f":"D203*'2.Proyecto'!$E$18","v":1.21E-2}]
["2014-01-07T10:00:00.760","10:00:00",155,3.6199999999999996E-4,{"$f":"D204*'2.Proyecto'!$E$18","v":1.8099999999999998E-2}]
["2014-01-07T11:00:00.765","11:00:00",156,3.01E-4,{"$f":"D205*'2.Proyecto'!$E$18","v":1.5049999999999999E-2}]
["2014-01-07T12:00:00.770","12:00:00",157,2.99E-4,{"$f":"D206*'2.Proyecto'!$E$18","v":1.495E-2}]
["2014-01-07T13:00:00.775","13:00:00",158,2.9499999999999996E-4,{"$f":"D207*'2.Proyecto'!$E$18","v":1.4749999999999997E-2}]
["2014-01-07T14:00:00.780","14:00:00",159,2.5099999999999998E-4,{"$f":"D208*'2.Proyecto'!$E$18","v":1.2549999999999999E-2}]
["2014-01-07T15:00:00.785","15:00:00",160,1.08E-4,{"$f":"D209*'2.Proyecto'!$E$18","v":5.3999999999999994E-3}]
["2014-01-07T16:00:00.790","16:00:00",161,4.6E-5,{"$f":"D210*'2.Proyecto'!$E$18","v":2.3E-3}]
["2014-01-07T17:00:00.795","17:00:00",162,0,{"$f":"D211*'2.Proyecto'!$E$18","v":0}]
["2014-01-07T18:00:00.800","18:00:00",163,0,{"$f":"D212*'2.Proyecto'!$E$18","v":0}]
["2014-01-07T19:00:00.805","19:00:00",164,0,{"$f":"D213*'2.Proyecto'!$E$18","v":0}]
["2014-01-07T20:00:00.810","20:00:00",165,0,{"$f":"D214*'2.Proyecto'!$E$18","v":0}]
["2014-01-07T21:00:00.815","21:00:00",166,0,{"$f":"D215*'2.Proyecto'!$E$18","v":0}]
["2014-01-07T22:00:00.820","22:00:00",167,0,{"$f":"D216*'2.Proyecto'!$E$18","v":0}]
["2014-01-07T23:00:00.825","23:00:00",168,0,{"$f":"D217*'2.Proyecto'!$E$18","v":0}]
["2014-01-08T00:00:00.830","00:00:00",169,0,{"$f":"D218*'2.Proyecto'!$E$18","v":0}]
["2014-01-08T01:00:00.835","01:00:00",170,0,{"$f":"D219*'2.Proyecto'!$E$18","v":0}]
["2014-01-08T02:00:00.840","02:00:00",171,0,{"$f":"D220*'2.Proyecto'!$E$18","v":0}]
["2014-01-08T03:00:00.845","03:00:00",172,0,{"$f":"D221*'2.Proyecto'!$E$18","v":0}]
["2014-01-08T04:00:00.850","04:00:00",173,0,{"$f":"D222*'2.Proyecto'!$E$18","v":0}]
["2014-01-08T05:00:00.855","05:00:00",174,0,{"$f":"D223*'2.Proyecto'!$E$18","v":0}]
["2014-01-08T06:00:00.860","06:00:00",175,1.9999999999999999E-6,{"$f":"D224*'2.Proyecto'!$E$18","v":9.9999999999999991E-5}]
["2014-01-08T07:00:00.865","07:00:00",176,1.5099999999999998E-4,{"$f":"D225*'2.Proyecto'!$E$18","v":7.5499999999999994E-3}]
["2014-01-08T08:00:00.870","08:00:00",177,3.3800000000000003E-4,{"$f":"D226*'2.Proyecto'!$E$18","v":1.6900000000000002E-2}]
["2014-01-08T09:00:00.875","09:00:00",178,5.1199999999999998E-4,{"$f":"D227*'2.Proyecto'!$E$18","v":2.5599999999999998E-2}]
["2014-01-08T10:00:00.880","10:00:00",179,5.7599999999999991E-4,{"$f":"D228*'2.Proyecto'!$E$18","v":2.8799999999999996E-2}]
["2014-01-08T11:00:00.885","11:00:00",180,5.22E-4,{"$f":"D229*'2.Proyecto'!$E$18","v":2.6100000000000002E-2}]
["2014-01-08T12:00:00.890","12:00:00",181,5.0500000000000002E-4,{"$f":"D230*'2.Proyecto'!$E$18","v":2.5250000000000002E-2}]
["2014-01-08T13:00:00.895","13:00:00",182,4.5200000000000004E-4,{"$f":"D231*'2.Proyecto'!$E$18","v":2.2600000000000002E-2}]
["2014-01-08T14:00:00.900","14:00:00",183,3.39E-4,{"$f":"D232*'2.Proyecto'!$E$18","v":1.695E-2}]
["2014-01-08T15:00:00.905","15:00:00",184,2.3000000000000001E-4,{"$f":"D233*'2.Proyecto'!$E$18","v":1.15E-2}]
["2014-01-08T16:00:00.910","16:00:00",185,1.0899999999999999E-4,{"$f":"D234*'2.Proyecto'!$E$18","v":5.45E-3}]
["2014-01-08T17:00:00.915","17:00:00",186,9.9999999999999995E-7,{"$f":"D235*'2.Proyecto'!$E$18","v":4.9999999999999996E-5}]
["2014-01-08T18:00:00.920","18:00:00",187,0,{"$f":"D236*'2.Proyecto'!$E$18","v":0}]
["2014-01-08T19:00:00.925","19:00:00",188,0,{"$f":"D237*'2.Proyecto'!$E$18","v":0}]
["2014-01-08T20:00:00.930","20:00:00",189,0,{"$f":"D238*'2.Proyecto'!$E$18","v":0}]
["2014-01-08T21:00:00.935","21:00:00",190,0,{"$f":"D239*'2.Proyecto'!$E$18","v":0}]
["2014-01-08T22:00:00.940","22:00:00",191,0,{"$f":"D240*'2.Proyecto'!$E$18","v":0}]
["2014-01-08T23:00:00.945","23:00:00",192,0,{"$f":"D241*'2.Proyecto'!$E$18","v":0}]
["2014-01-09T00:00:00.950","00:00:00",193,0,{"$f":"D242*'2.Proyecto'!$E$18","v":0}]
["2014-01-09T01:00:00.955","01:00:00",194,0,{"$f":"D243*'2.Proyecto'!$E$18","v":0}]
["2014-01-09T02:00:00.960","02:00:00",195,0,{"$f":"D244*'2.Proyecto'!$E$18","v":0}]
["2014-01-09T03:00:00.965","03:00:00",196,0,{"$f":"D245*'2.Proyecto'!$E$18","v":0}]
["2014-01-09T04:00:00.970","04:00:00",197,0,{"$f":"D246*'2.Proyecto'!$E$18","v":0}]
["2014-01-09T05:00:00.975","05:00:00",198,0,{"$f":"D247*'2.Proyecto'!$E$18","v":0}]
["2014-01-09T06:00:00.980","06:00:00",199,9.9999999999999995E-7,{"$f":"D248*'2.Proyecto'!$E$18","v":4.9999999999999996E-5}]
["2014-01-09T07:00:00.985","07:00:00",200,9.3999999999999994E-5,{"$f":"D249*'2.Proyecto'!$E$18","v":4.6999999999999993E-3}]
["2014-01-09T08:00:00.990","08:00:00",201,2.43E-4,{"$f":"D250*'2.Proyecto'!$E$18","v":1.2149999999999999E-2}]
["2014-01-09T09:00:00.995","09:00:00",202,3.7399999999999998E-4,{"$f":"D251*'2.Proyecto'!$E$18","v":1.8699999999999998E-2}]
["2014-01-09T10:00:01","10:00:00",203,4.5100000000000001E-4,{"$f":"D252*'2.Proyecto'!$E$18","v":2.2550000000000001E-2}]
["2014-01-09T11:00:01.005","11:00:00",204,4.5800000000000002E-4,{"$f":"D253*'2.Proyecto'!$E$18","v":2.29E-2}]
["2014-01-09T12:00:01.010","12:00:00",205,4.6200000000000001E-4,{"$f":"D254*'2.Proyecto'!$E$18","v":2.3099999999999999E-2}]
["2014-01-09T13:00:01.015","13:00:00",206,3.9200000000000004E-4,{"$f":"D255*'2.Proyecto'!$E$18","v":1.9600000000000003E-2}]
["2014-01-09T14:00:01.020","14:00:00",207,2.99E-4,{"$f":"D256*'2.Proyecto'!$E$18","v":1.495E-2}]
["2014-01-09T15:00:01.025","15:00:00",208,1.95E-4,{"$f":"D257*'2.Proyecto'!$E$18","v":9.75E-3}]
["2014-01-09T16:00:01.030","16:00:00",209,7.0000000000000007E-5,{"$f":"D258*'2.Proyecto'!$E$18","v":3.5000000000000005E-3}]
["2014-01-09T17:00:01.035","17:00:00",210,0,{"$f":"D259*'2.Proyecto'!$E$18","v":0}]
["2014-01-09T18:00:01.040","18:00:00",211,0,{"$f":"D260*'2.Proyecto'!$E$18","v":0}]
["2014-01-09T19:00:01.045","19:00:00",212,0,{"$f":"D261*'2.Proyecto'!$E$18","v":0}]
["2014-01-09T20:00:01.050","20:00:00",213,0,{"$f":"D262*'2.Proyecto'!$E$18","v":0}]
["2014-01-09T21:00:01.055","21:00:00",214,0,{"$f":"D263*'2.Proyecto'!$E$18","v":0}]
["2014-01-09T22:00:01.060","22:00:00",215,0,{"$f":"D264*'2.Proyecto'!$E$18","v":0}]
["2014-01-09T23:00:01.065","23:00:00",216,0,{"$f":"D265*'2.Proyecto'!$E$18","v":0}]
["2014-01-10T00:00:01.070","00:00:00",217,0,{"$f":"D266*'2.Proyecto'!$E$18","v":0}]
["2014-01-10T01:00:01.075","01:00:00",218,0,{"$f":"D267*'2.Proyecto'!$E$18","v":0}]
["2014-01-10T02:00:01.080","02:00:00",219,0,{"$f":"D268*'2.Proyecto'!$E$18","v":0}]
["2014-01-10T03:00:01.085","03:00:00",220,0,{"$f":"D269*'2.Proyecto'!$E$18","v":0}]
["2014-01-10T04:00:01.090","04:00:00",221,0,{"$f":"D270*'2.Proyecto'!$E$18","v":0}]
["2014-01-10T05:00:01.095","05:00:00",222,0,{"$f":"D271*'2.Proyecto'!$E$18","v":0}]
["2014-01-10T06:00:01.100","06:00:00",223,3.0000000000000001E-6,{"$f":"D272*'2.Proyecto'!$E$18","v":1.5000000000000001E-4}]
["2014-01-10T07:00:01.105","07:00:00",224,1.8099999999999998E-4,{"$f":"D273*'2.Proyecto'!$E$18","v":9.049999999999999E-3}]
["2014-01-10T08:00:01.110","08:00:00",225,3.8000000000000002E-4,{"$f":"D274*'2.Proyecto'!$E$18","v":1.9E-2}]
["2014-01-10T09:00:01.115","09:00:00",226,5.2000000000000006E-4,{"$f":"D275*'2.Proyecto'!$E$18","v":2.6000000000000002E-2}]
["2014-01-10T10:00:01.120","10:00:00",227,6.0899999999999995E-4,{"$f":"D276*'2.Proyecto'!$E$18","v":3.0449999999999998E-2}]
["2014-01-10T11:00:01.125","11:00:00",228,6.4900000000000005E-4,{"$f":"D277*'2.Proyecto'!$E$18","v":3.245E-2}]
["2014-01-10T12:00:01.130","12:00:00",229,6.29E-4,{"$f":"D278*'2.Proyecto'!$E$18","v":3.1449999999999999E-2}]
["2014-01-10T13:00:01.135","13:00:00",230,5.7399999999999997E-4,{"$f":"D279*'2.Proyecto'!$E$18","v":2.87E-2}]
["2014-01-10T14:00:01.140","14:00:00",231,4.7899999999999999E-4,{"$f":"D280*'2.Proyecto'!$E$18","v":2.3949999999999999E-2}]
["2014-01-10T15:00:01.145","15:00:00",232,3.39E-4,{"$f":"D281*'2.Proyecto'!$E$18","v":1.695E-2}]
["2014-01-10T16:00:01.150","16:00:00",233,1.5099999999999998E-4,{"$f":"D282*'2.Proyecto'!$E$18","v":7.5499999999999994E-3}]
["2014-01-10T17:00:01.155","17:00:00",234,1.9999999999999999E-6,{"$f":"D283*'2.Proyecto'!$E$18","v":9.9999999999999991E-5}]
["2014-01-10T18:00:01.160","18:00:00",235,0,{"$f":"D284*'2.Proyecto'!$E$18","v":0}]
["2014-01-10T19:00:01.165","19:00:00",236,0,{"$f":"D285*'2.Proyecto'!$E$18","v":0}]
["2014-01-10T20:00:01.170","20:00:00",237,0,{"$f":"D286*'2.Proyecto'!$E$18","v":0}]
["2014-01-10T21:00:01.175","21:00:00",238,0,{"$f":"D287*'2.Proyecto'!$E$18","v":0}]
["2014-01-10T22:00:01.180","22:00:00",239,0,{"$f":"D288*'2.Proyecto'!$E$18","v":0}]
["2014-01-10T23:00:01.185","23:00:00",240,0,{"$f":"D289*'2.Proyecto'!$E$18","v":0}]
["2014-01-11T00:00:01.190","00:00:00",241,0,{"$f":"D290*'2.Proyecto'!$E$18","v":0}]
["2014-01-11T01:00:01.195","01:00:00",242,0,{"$f":"D291*'2.Proyecto'!$E$18","v":0}]
["2014-01-11T02:00:01.200","02:00:00",243,0,{"$f":"D292*'2.Proyecto'!$E$18","v":0}]
["2014-01-11T03:00:01.205","03:00:00",244,0,{"$f":"D293*'2.Proyecto'!$E$18","v":0}]
["2014-01-11T04:00:01.210","04:00:00",245,0,{"$f":"D294*'2.Proyecto'!$E$18","v":0}]
["2014-01-11T05:00:01.215","05:00:00",246,0,{"$f":"D295*'2.Proyecto'!$E$18","v":0}]
["2014-01-11T06:00:01.220","06:00:00",247,3.9999999999999998E-6,{"$f":"D296*'2.Proyecto'!$E$18","v":1.9999999999999998E-4}]
["2014-01-11T07:00:01.225","07:00:00",248,1.92E-4,{"$f":"D297*'2.Proyecto'!$E$18","v":9.6000000000000009E-3}]
["2014-01-11T08:00:01.230","08:00:00",249,3.8999999999999999E-4,{"$f":"D298*'2.Proyecto'!$E$18","v":1.95E-2}]
["2014-01-11T09:00:01.235","09:00:00",250,5.3200000000000003E-4,{"$f":"D299*'2.Proyecto'!$E$18","v":2.6600000000000002E-2}]
["2014-01-11T10:00:01.240","10:00:00",251,6.2299999999999996E-4,{"$f":"D300*'2.Proyecto'!$E$18","v":3.1149999999999997E-2}]
["2014-01-11T11:00:01.245","11:00:00",252,6.5499999999999998E-4,{"$f":"D301*'2.Proyecto'!$E$18","v":3.2750000000000001E-2}]
["2014-01-11T12:00:01.250","12:00:00",253,6.4400000000000004E-4,{"$f":"D302*'2.Proyecto'!$E$18","v":3.2199999999999999E-2}]
["2014-01-11T13:00:01.255","13:00:00",254,5.7799999999999995E-4,{"$f":"D303*'2.Proyecto'!$E$18","v":2.8899999999999999E-2}]
["2014-01-11T14:00:01.260","14:00:00",255,4.7599999999999997E-4,{"$f":"D304*'2.Proyecto'!$E$18","v":2.3799999999999998E-2}]
["2014-01-11T15:00:01.265","15:00:00",256,2.9999999999999997E-4,{"$f":"D305*'2.Proyecto'!$E$18","v":1.4999999999999999E-2}]
["2014-01-11T16:00:01.270","16:00:00",257,8.9999999999999992E-5,{"$f":"D306*'2.Proyecto'!$E$18","v":4.4999999999999997E-3}]
["2014-01-11T17:00:01.275","17:00:00",258,0,{"$f":"D307*'2.Proyecto'!$E$18","v":0}]
["2014-01-11T18:00:01.280","18:00:00",259,0,{"$f":"D308*'2.Proyecto'!$E$18","v":0}]
["2014-01-11T19:00:01.285","19:00:00",260,0,{"$f":"D309*'2.Proyecto'!$E$18","v":0}]
["2014-01-11T20:00:01.290","20:00:00",261,0,{"$f":"D310*'2.Proyecto'!$E$18","v":0}]
["2014-01-11T21:00:01.295","21:00:00",262,0,{"$f":"D311*'2.Proyecto'!$E$18","v":0}]
["2014-01-11T22:00:01.300","22:00:00",263,0,{"$f":"D312*'2.Proyecto'!$E$18","v":0}]
["2014-01-11T23:00:01.305","23:00:00",264,0,{"$f":"D313*'2.Proyecto'!$E$18","v":0}]
["2014-01-12T00:00:01.310","00:00:00",265,0,{"$f":"D314*'2.Proyecto'!$E$18","v":0}]
["2014-01-12T01:00:01.315","01:00:00",266,0,{"$f":"D315*'2.Proyecto'!$E$18","v":0}]
["2014-01-12T02:00:01.320","02:00:00",267,0,{"$f":"D316*'2.Proyecto'!$E$18","v":0}]
["2014-01-12T03:00:01.325","03:00:00",268,0,{"$f":"D317*'2.Proyecto'!$E$18","v":0}]
["2014-01-12T04:00:01.330","04:00:00",269,0,{"$f":"D318*'2.Proyecto'!$E$18","v":0}]
["2014-01-12T05:00:01.335","05:00:00",270,0,{"$f":"D319*'2.Proyecto'!$E$18","v":0}]
["2014-01-12T06:00:01.340","06:00:00",271,3.9999999999999998E-6,{"$f":"D320*'2.Proyecto'!$E$18","v":1.9999999999999998E-4}]
["2014-01-12T07:00:01.345","07:00:00",272,1.8799999999999999E-4,{"$f":"D321*'2.Proyecto'!$E$18","v":9.3999999999999986E-3}]
["2014-01-12T08:00:01.350","08:00:00",273,3.8500000000000003E-4,{"$f":"D322*'2.Proyecto'!$E$18","v":1.9250000000000003E-2}]
["2014-01-12T09:00:01.355","09:00:00",274,5.2700000000000002E-4,{"$f":"D323*'2.Proyecto'!$E$18","v":2.6350000000000002E-2}]
["2014-01-12T10:00:01.360","10:00:00",275,6.2100000000000002E-4,{"$f":"D324*'2.Proyecto'!$E$18","v":3.1050000000000001E-2}]
["2014-01-12T11:00:01.365","11:00:00",276,6.6399999999999999E-4,{"$f":"D325*'2.Proyecto'!$E$18","v":3.32E-2}]
["2014-01-12T12:00:01.370","12:00:00",277,6.5800000000000006E-4,{"$f":"D326*'2.Proyecto'!$E$18","v":3.2900000000000006E-2}]
["2014-01-12T13:00:01.375","13:00:00",278,5.9699999999999998E-4,{"$f":"D327*'2.Proyecto'!$E$18","v":2.9849999999999998E-2}]
["2014-01-12T14:00:01.380","14:00:00",279,4.9100000000000001E-4,{"$f":"D328*'2.Proyecto'!$E$18","v":2.4549999999999999E-2}]
["2014-01-12T15:00:01.385","15:00:00",280,3.4000000000000002E-4,{"$f":"D329*'2.Proyecto'!$E$18","v":1.7000000000000001E-2}]
["2014-01-12T16:00:01.390","16:00:00",281,1.3000000000000002E-4,{"$f":"D330*'2.Proyecto'!$E$18","v":6.5000000000000006E-3}]
["2014-01-12T17:00:01.395","17:00:00",282,9.9999999999999995E-7,{"$f":"D331*'2.Proyecto'!$E$18","v":4.9999999999999996E-5}]
["2014-01-12T18:00:01.400","18:00:00",283,0,{"$f":"D332*'2.Proyecto'!$E$18","v":0}]
["2014-01-12T19:00:01.405","19:00:00",284,0,{"$f":"D333*'2.Proyecto'!$E$18","v":0}]
["2014-01-12T20:00:01.410","20:00:00",285,0,{"$f":"D334*'2.Proyecto'!$E$18","v":0}]
["2014-01-12T21:00:01.415","21:00:00",286,0,{"$f":"D335*'2.Proyecto'!$E$18","v":0}]
["2014-01-12T22:00:01.420","22:00:00",287,0,{"$f":"D336*'2.Proyecto'!$E$18","v":0}]
["2014-01-12T23:00:01.425","23:00:00",288,0,{"$f":"D337*'2.Proyecto'!$E$18","v":0}]
["2014-01-13T00:00:01.430","00:00:00",289,0,{"$f":"D338*'2.Proyecto'!$E$18","v":0}]
["2014-01-13T01:00:01.435","01:00:00",290,0,{"$f":"D339*'2.Proyecto'!$E$18","v":0}]
["2014-01-13T02:00:01.440","02:00:00",291,0,{"$f":"D340*'2.Proyecto'!$E$18","v":0}]
["2014-01-13T03:00:01.445","03:00:00",292,0,{"$f":"D341*'2.Proyecto'!$E$18","v":0}]
["2014-01-13T04:00:01.450","04:00:00",293,0,{"$f":"D342*'2.Proyecto'!$E$18","v":0}]
["2014-01-13T05:00:01.455","05:00:00",294,0,{"$f":"D343*'2.Proyecto'!$E$18","v":0}]
["2014-01-13T06:00:01.460","06:00:00",295,5.0000000000000004E-6,{"$f":"D344*'2.Proyecto'!$E$18","v":2.5000000000000001E-4}]
["2014-01-13T07:00:01.465","07:00:00",296,1.9100000000000001E-4,{"$f":"D345*'2.Proyecto'!$E$18","v":9.5500000000000012E-3}]
["2014-01-13T08:00:01.470","08:00:00",297,3.9300000000000001E-4,{"$f":"D346*'2.Proyecto'!$E$18","v":1.9650000000000001E-2}]
["2014-01-13T09:00:01.475","09:00:00",298,5.4200000000000006E-4,{"$f":"D347*'2.Proyecto'!$E$18","v":2.7100000000000003E-2}]
["2014-01-13T10:00:01.480","10:00:00",299,6.3500000000000004E-4,{"$f":"D348*'2.Proyecto'!$E$18","v":3.175E-2}]
["2014-01-13T11:00:01.485","11:00:00",300,6.7900000000000002E-4,{"$f":"D349*'2.Proyecto'!$E$18","v":3.3950000000000001E-2}]
["2014-01-13T12:00:01.490","12:00:00",301,6.78E-4,{"$f":"D350*'2.Proyecto'!$E$18","v":3.39E-2}]
["2014-01-13T13:00:01.495","13:00:00",302,6.2699999999999995E-4,{"$f":"D351*'2.Proyecto'!$E$18","v":3.1349999999999996E-2}]
["2014-01-13T14:00:01.500","14:00:00",303,5.2599999999999999E-4,{"$f":"D352*'2.Proyecto'!$E$18","v":2.63E-2}]
["2014-01-13T15:00:01.505","15:00:00",304,3.59E-4,{"$f":"D353*'2.Proyecto'!$E$18","v":1.7950000000000001E-2}]
["2014-01-13T16:00:01.510","16:00:00",305,1.11E-4,{"$f":"D354*'2.Proyecto'!$E$18","v":5.5500000000000002E-3}]
["2014-01-13T17:00:01.515","17:00:00",306,9.9999999999999995E-7,{"$f":"D355*'2.Proyecto'!$E$18","v":4.9999999999999996E-5}]
["2014-01-13T18:00:01.520","18:00:00",307,0,{"$f":"D356*'2.Proyecto'!$E$18","v":0}]
["2014-01-13T19:00:01.525","19:00:00",308,0,{"$f":"D357*'2.Proyecto'!$E$18","v":0}]
["2014-01-13T20:00:01.530","20:00:00",309,0,{"$f":"D358*'2.Proyecto'!$E$18","v":0}]
["2014-01-13T21:00:01.535","21:00:00",310,0,{"$f":"D359*'2.Proyecto'!$E$18","v":0}]
["2014-01-13T22:00:01.540","22:00:00",311,0,{"$f":"D360*'2.Proyecto'!$E$18","v":0}]
["2014-01-13T23:00:01.545","23:00:00",312,0,{"$f":"D361*'2.Proyecto'!$E$18","v":0}]
["2014-01-14T00:00:01.550","00:00:00",313,0,{"$f":"D362*'2.Proyecto'!$E$18","v":0}]
["2014-01-14T01:00:01.555","01:00:00",314,0,{"$f":"D363*'2.Proyecto'!$E$18","v":0}]
["2014-01-14T02:00:01.560","02:00:00",315,0,{"$f":"D364*'2.Proyecto'!$E$18","v":0}]
["2014-01-14T03:00:01.565","03:00:00",316,0,{"$f":"D365*'2.Proyecto'!$E$18","v":0}]
["2014-01-14T04:00:01.570","04:00:00",317,0,{"$f":"D366*'2.Proyecto'!$E$18","v":0}]
["2014-01-14T05:00:01.575","05:00:00",318,0,{"$f":"D367*'2.Proyecto'!$E$18","v":0}]
["2014-01-14T06:00:01.580","06:00:00",319,3.0000000000000001E-6,{"$f":"D368*'2.Proyecto'!$E$18","v":1.5000000000000001E-4}]
["2014-01-14T07:00:01.585","07:00:00",320,1.35E-4,{"$f":"D369*'2.Proyecto'!$E$18","v":6.7499999999999999E-3}]
["2014-01-14T08:00:01.590","08:00:00",321,3.1100000000000002E-4,{"$f":"D370*'2.Proyecto'!$E$18","v":1.5550000000000001E-2}]
["2014-01-14T09:00:01.595","09:00:00",322,4.6500000000000003E-4,{"$f":"D371*'2.Proyecto'!$E$18","v":2.325E-2}]
["2014-01-14T10:00:01.600","10:00:00",323,5.44E-4,{"$f":"D372*'2.Proyecto'!$E$18","v":2.7199999999999998E-2}]
["2014-01-14T11:00:01.605","11:00:00",324,5.5000000000000003E-4,{"$f":"D373*'2.Proyecto'!$E$18","v":2.75E-2}]
["2014-01-14T12:00:01.610","12:00:00",325,5.5900000000000004E-4,{"$f":"D374*'2.Proyecto'!$E$18","v":2.7950000000000003E-2}]
["2014-01-14T13:00:01.615","13:00:00",326,4.4500000000000003E-4,{"$f":"D375*'2.Proyecto'!$E$18","v":2.2250000000000002E-2}]
["2014-01-14T14:00:01.620","14:00:00",327,2.6800000000000001E-4,{"$f":"D376*'2.Proyecto'!$E$18","v":1.34E-2}]
["2014-01-14T15:00:01.625","15:00:00",328,1.4299999999999998E-4,{"$f":"D377*'2.Proyecto'!$E$18","v":7.1499999999999992E-3}]
["2014-01-14T16:00:01.630","16:00:00",329,5.9999999999999995E-5,{"$f":"D378*'2.Proyecto'!$E$18","v":2.9999999999999996E-3}]
["2014-01-14T17:00:01.635","17:00:00",330,0,{"$f":"D379*'2.Proyecto'!$E$18","v":0}]
["2014-01-14T18:00:01.640","18:00:00",331,0,{"$f":"D380*'2.Proyecto'!$E$18","v":0}]
["2014-01-14T19:00:01.645","19:00:00",332,0,{"$f":"D381*'2.Proyecto'!$E$18","v":0}]
["2014-01-14T20:00:01.650","20:00:00",333,0,{"$f":"D382*'2.Proyecto'!$E$18","v":0}]
["2014-01-14T21:00:01.655","21:00:00",334,0,{"$f":"D383*'2.Proyecto'!$E$18","v":0}]
["2014-01-14T22:00:01.660","22:00:00",335,0,{"$f":"D384*'2.Proyecto'!$E$18","v":0}]
["2014-01-14T23:00:01.665","23:00:00",336,0,{"$f":"D385*'2.Proyecto'!$E$18","v":0}]
["2014-01-15T00:00:01.670","00:00:00",337,0,{"$f":"D386*'2.Proyecto'!$E$18","v":0}]
["2014-01-15T01:00:01.675","01:00:00",338,0,{"$f":"D387*'2.Proyecto'!$E$18","v":0}]
["2014-01-15T02:00:01.680","02:00:00",339,0,{"$f":"D388*'2.Proyecto'!$E$18","v":0}]
["2014-01-15T03:00:01.685","03:00:00",340,0,{"$f":"D389*'2.Proyecto'!$E$18","v":0}]
["2014-01-15T04:00:01.690","04:00:00",341,0,{"$f":"D390*'2.Proyecto'!$E$18","v":0}]
["2014-01-15T05:00:01.695","05:00:00",342,0,{"$f":"D391*'2.Proyecto'!$E$18","v":0}]
["2014-01-15T06:00:01.700","06:00:00",343,3.0000000000000001E-6,{"$f":"D392*'2.Proyecto'!$E$18","v":1.5000000000000001E-4}]
["2014-01-15T07:00:01.705","07:00:00",344,1.64E-4,{"$f":"D393*'2.Proyecto'!$E$18","v":8.2000000000000007E-3}]
["2014-01-15T08:00:01.710","08:00:00",345,3.7599999999999998E-4,{"$f":"D394*'2.Proyecto'!$E$18","v":1.8799999999999997E-2}]
["2014-01-15T09:00:01.715","09:00:00",346,5.2700000000000002E-4,{"$f":"D395*'2.Proyecto'!$E$18","v":2.6350000000000002E-2}]
["2014-01-15T10:00:01.720","10:00:00",347,6.3199999999999997E-4,{"$f":"D396*'2.Proyecto'!$E$18","v":3.1599999999999996E-2}]
["2014-01-15T11:00:01.725","11:00:00",348,7.0299999999999996E-4,{"$f":"D397*'2.Proyecto'!$E$18","v":3.5150000000000001E-2}]
["2014-01-15T12:00:01.730","12:00:00",349,7.0199999999999993E-4,{"$f":"D398*'2.Proyecto'!$E$18","v":3.5099999999999999E-2}]
["2014-01-15T13:00:01.735","13:00:00",350,6.4599999999999998E-4,{"$f":"D399*'2.Proyecto'!$E$18","v":3.2300000000000002E-2}]
["2014-01-15T14:00:01.740","14:00:00",351,5.4500000000000002E-4,{"$f":"D400*'2.Proyecto'!$E$18","v":2.725E-2}]
["2014-01-15T15:00:01.745","15:00:00",352,3.7199999999999999E-4,{"$f":"D401*'2.Proyecto'!$E$18","v":1.8599999999999998E-2}]
["2014-01-15T16:00:01.750","16:00:00",353,1.63E-4,{"$f":"D402*'2.Proyecto'!$E$18","v":8.150000000000001E-3}]
["2014-01-15T17:00:01.755","17:00:00",354,3.0000000000000001E-6,{"$f":"D403*'2.Proyecto'!$E$18","v":1.5000000000000001E-4}]
["2014-01-15T18:00:01.760","18:00:00",355,0,{"$f":"D404*'2.Proyecto'!$E$18","v":0}]
["2014-01-15T19:00:01.765","19:00:00",356,0,{"$f":"D405*'2.Proyecto'!$E$18","v":0}]
["2014-01-15T20:00:01.770","20:00:00",357,0,{"$f":"D406*'2.Proyecto'!$E$18","v":0}]
["2014-01-15T21:00:01.775","21:00:00",358,0,{"$f":"D407*'2.Proyecto'!$E$18","v":0}]
["2014-01-15T22:00:01.780","22:00:00",359,0,{"$f":"D408*'2.Proyecto'!$E$18","v":0}]
["2014-01-15T23:00:01.785","23:00:00",360,0,{"$f":"D409*'2.Proyecto'!$E$18","v":0}]
["2014-01-16T00:00:01.790","00:00:00",361,0,{"$f":"D410*'2.Proyecto'!$E$18","v":0}]
["2014-01-16T01:00:01.795","01:00:00",362,0,{"$f":"D411*'2.Proyecto'!$E$18","v":0}]
["2014-01-16T02:00:01.800","02:00:00",363,0,{"$f":"D412*'2.Proyecto'!$E$18","v":0}]
["2014-01-16T03:00:01.805","03:00:00",364,0,{"$f":"D413*'2.Proyecto'!$E$18","v":0}]
["2014-01-16T04:00:01.810","04:00:00",365,0,{"$f":"D414*'2.Proyecto'!$E$18","v":0}]
["2014-01-16T05:00:01.815","05:00:00",366,0,{"$f":"D415*'2.Proyecto'!$E$18","v":0}]
["2014-01-16T06:00:01.820","06:00:00",367,6.0000000000000002E-6,{"$f":"D416*'2.Proyecto'!$E$18","v":3.0000000000000003E-4}]
["2014-01-16T07:00:01.825","07:00:00",368,2.1699999999999999E-4,{"$f":"D417*'2.Proyecto'!$E$18","v":1.085E-2}]
["2014-01-16T08:00:01.830","08:00:00",369,4.26E-4,{"$f":"D418*'2.Proyecto'!$E$18","v":2.1299999999999999E-2}]
["2014-01-16T09:00:01.835","09:00:00",370,5.9099999999999995E-4,{"$f":"D419*'2.Proyecto'!$E$18","v":2.9549999999999996E-2}]
["2014-01-16T10:00:01.840","10:00:00",371,6.87E-4,{"$f":"D420*'2.Proyecto'!$E$18","v":3.4349999999999999E-2}]
["2014-01-16T11:00:01.845","11:00:00",372,7.3200000000000001E-4,{"$f":"D421*'2.Proyecto'!$E$18","v":3.6600000000000001E-2}]
["2014-01-16T12:00:01.850","12:00:00",373,7.2899999999999994E-4,{"$f":"D422*'2.Proyecto'!$E$18","v":3.6449999999999996E-2}]
["2014-01-16T13:00:01.855","13:00:00",374,6.7600000000000006E-4,{"$f":"D423*'2.Proyecto'!$E$18","v":3.3800000000000004E-2}]
["2014-01-16T14:00:01.860","14:00:00",375,5.7199999999999992E-4,{"$f":"D424*'2.Proyecto'!$E$18","v":2.8599999999999997E-2}]
["2014-01-16T15:00:01.865","15:00:00",376,4.0699999999999997E-4,{"$f":"D425*'2.Proyecto'!$E$18","v":2.035E-2}]
["2014-01-16T16:00:01.870","16:00:00",377,1.84E-4,{"$f":"D426*'2.Proyecto'!$E$18","v":9.1999999999999998E-3}]
["2014-01-16T17:00:01.875","17:00:00",378,3.0000000000000001E-6,{"$f":"D427*'2.Proyecto'!$E$18","v":1.5000000000000001E-4}]
["2014-01-16T18:00:01.880","18:00:00",379,0,{"$f":"D428*'2.Proyecto'!$E$18","v":0}]
["2014-01-16T19:00:01.885","19:00:00",380,0,{"$f":"D429*'2.Proyecto'!$E$18","v":0}]
["2014-01-16T20:00:01.890","20:00:00",381,0,{"$f":"D430*'2.Proyecto'!$E$18","v":0}]
["2014-01-16T21:00:01.895","21:00:00",382,0,{"$f":"D431*'2.Proyecto'!$E$18","v":0}]
["2014-01-16T22:00:01.900","22:00:00",383,0,{"$f":"D432*'2.Proyecto'!$E$18","v":0}]
["2014-01-16T23:00:01.905","23:00:00",384,0,{"$f":"D433*'2.Proyecto'!$E$18","v":0}]
["2014-01-17T00:00:01.910","00:00:00",385,0,{"$f":"D434*'2.Proyecto'!$E$18","v":0}]
["2014-01-17T01:00:01.915","01:00:00",386,0,{"$f":"D435*'2.Proyecto'!$E$18","v":0}]
["2014-01-17T02:00:01.920","02:00:00",387,0,{"$f":"D436*'2.Proyecto'!$E$18","v":0}]
["2014-01-17T03:00:01.925","03:00:00",388,0,{"$f":"D437*'2.Proyecto'!$E$18","v":0}]
["2014-01-17T04:00:01.930","04:00:00",389,0,{"$f":"D438*'2.Proyecto'!$E$18","v":0}]
["2014-01-17T05:00:01.935","05:00:00",390,0,{"$f":"D439*'2.Proyecto'!$E$18","v":0}]
["2014-01-17T06:00:01.940","06:00:00",391,1.9999999999999999E-6,{"$f":"D440*'2.Proyecto'!$E$18","v":9.9999999999999991E-5}]
["2014-01-17T07:00:01.945","07:00:00",392,1.1300000000000001E-4,{"$f":"D441*'2.Proyecto'!$E$18","v":5.6500000000000005E-3}]
["2014-01-17T08:00:01.950","08:00:00",393,2.7500000000000002E-4,{"$f":"D442*'2.Proyecto'!$E$18","v":1.375E-2}]
["2014-01-17T09:00:01.955","09:00:00",394,4.0300000000000004E-4,{"$f":"D443*'2.Proyecto'!$E$18","v":2.0150000000000001E-2}]
["2014-01-17T10:00:01.960","10:00:00",395,4.7799999999999996E-4,{"$f":"D444*'2.Proyecto'!$E$18","v":2.3899999999999998E-2}]
["2014-01-17T11:00:01.965","11:00:00",396,5.3800000000000007E-4,{"$f":"D445*'2.Proyecto'!$E$18","v":2.6900000000000004E-2}]
["2014-01-17T12:00:01.970","12:00:00",397,5.4500000000000002E-4,{"$f":"D446*'2.Proyecto'!$E$18","v":2.725E-2}]
["2014-01-17T13:00:01.975","13:00:00",398,5.0100000000000003E-4,{"$f":"D447*'2.Proyecto'!$E$18","v":2.5050000000000003E-2}]
["2014-01-17T14:00:01.980","14:00:00",399,3.7500000000000001E-4,{"$f":"D448*'2.Proyecto'!$E$18","v":1.8749999999999999E-2}]
["2014-01-17T15:00:01.985","15:00:00",400,2.0699999999999999E-4,{"$f":"D449*'2.Proyecto'!$E$18","v":1.035E-2}]
["2014-01-17T16:00:01.990","16:00:00",401,7.7000000000000001E-5,{"$f":"D450*'2.Proyecto'!$E$18","v":3.8500000000000001E-3}]
["2014-01-17T17:00:01.995","17:00:00",402,9.9999999999999995E-7,{"$f":"D451*'2.Proyecto'!$E$18","v":4.9999999999999996E-5}]
["2014-01-17T18:00:02","18:00:00",403,0,{"$f":"D452*'2.Proyecto'!$E$18","v":0}]
["2014-01-17T19:00:02.005","19:00:00",404,0,{"$f":"D453*'2.Proyecto'!$E$18","v":0}]
["2014-01-17T20:00:02.010","20:00:00",405,0,{"$f":"D454*'2.Proyecto'!$E$18","v":0}]
["2014-01-17T21:00:02.015","21:00:00",406,0,{"$f":"D455*'2.Proyecto'!$E$18","v":0}]
["2014-01-17T22:00:02.020","22:00:00",407,0,{"$f":"D456*'2.Proyecto'!$E$18","v":0}]
["2014-01-17T23:00:02.025","23:00:00",408,0,{"$f":"D457*'2.Proyecto'!$E$18","v":0}]
["2014-01-18T00:00:02.030","00:00:00",409,0,{"$f":"D458*'2.Proyecto'!$E$18","v":0}]
["2014-01-18T01:00:02.035","01:00:00",410,0,{"$f":"D459*'2.Proyecto'!$E$18","v":0}]
["2014-01-18T02:00:02.040","02:00:00",411,0,{"$f":"D460*'2.Proyecto'!$E$18","v":0}]
["2014-01-18T03:00:02.045","03:00:00",412,0,{"$f":"D461*'2.Proyecto'!$E$18","v":0}]
["2014-01-18T04:00:02.050","04:00:00",413,0,{"$f":"D462*'2.Proyecto'!$E$18","v":0}]
["2014-01-18T05:00:02.055","05:00:00",414,0,{"$f":"D463*'2.Proyecto'!$E$18","v":0}]
["2014-01-18T06:00:02.060","06:00:00",415,7.9999999999999996E-6,{"$f":"D464*'2.Proyecto'!$E$18","v":3.9999999999999996E-4}]
["2014-01-18T07:00:02.065","07:00:00",416,2.31E-4,{"$f":"D465*'2.Proyecto'!$E$18","v":1.155E-2}]
["2014-01-18T08:00:02.070","08:00:00",417,4.35E-4,{"$f":"D466*'2.Proyecto'!$E$18","v":2.1749999999999999E-2}]
["2014-01-18T09:00:02.075","09:00:00",418,5.8299999999999997E-4,{"$f":"D467*'2.Proyecto'!$E$18","v":2.9149999999999999E-2}]
["2014-01-18T10:00:02.080","10:00:00",419,6.7700000000000008E-4,{"$f":"D468*'2.Proyecto'!$E$18","v":3.3850000000000005E-2}]
["2014-01-18T11:00:02.085","11:00:00",420,7.1699999999999997E-4,{"$f":"D469*'2.Proyecto'!$E$18","v":3.585E-2}]
["2014-01-18T12:00:02.090","12:00:00",421,7.0399999999999998E-4,{"$f":"D470*'2.Proyecto'!$E$18","v":3.5200000000000002E-2}]
["2014-01-18T13:00:02.095","13:00:00",422,6.4999999999999997E-4,{"$f":"D471*'2.Proyecto'!$E$18","v":3.2500000000000001E-2}]
["2014-01-18T14:00:02.100","14:00:00",423,5.5100000000000006E-4,{"$f":"D472*'2.Proyecto'!$E$18","v":2.7550000000000002E-2}]
["2014-01-18T15:00:02.105","15:00:00",424,3.9400000000000004E-4,{"$f":"D473*'2.Proyecto'!$E$18","v":1.9700000000000002E-2}]
["2014-01-18T16:00:02.110","16:00:00",425,1.7999999999999998E-4,{"$f":"D474*'2.Proyecto'!$E$18","v":8.9999999999999993E-3}]
["2014-01-18T17:00:02.115","17:00:00",426,3.9999999999999998E-6,{"$f":"D475*'2.Proyecto'!$E$18","v":1.9999999999999998E-4}]
["2014-01-18T18:00:02.120","18:00:00",427,0,{"$f":"D476*'2.Proyecto'!$E$18","v":0}]
["2014-01-18T19:00:02.125","19:00:00",428,0,{"$f":"D477*'2.Proyecto'!$E$18","v":0}]
["2014-01-18T20:00:02.130","20:00:00",429,0,{"$f":"D478*'2.Proyecto'!$E$18","v":0}]
["2014-01-18T21:00:02.135","21:00:00",430,0,{"$f":"D479*'2.Proyecto'!$E$18","v":0}]
["2014-01-18T22:00:02.140","22:00:00",431,0,{"$f":"D480*'2.Proyecto'!$E$18","v":0}]
["2014-01-18T23:00:02.145","23:00:00",432,0,{"$f":"D481*'2.Proyecto'!$E$18","v":0}]
["2014-01-19T00:00:02.150","00:00:00",433,0,{"$f":"D482*'2.Proyecto'!$E$18","v":0}]
["2014-01-19T01:00:02.155","01:00:00",434,0,{"$f":"D483*'2.Proyecto'!$E$18","v":0}]
["2014-01-19T02:00:02.160","02:00:00",435,0,{"$f":"D484*'2.Proyecto'!$E$18","v":0}]
["2014-01-19T03:00:02.165","03:00:00",436,0,{"$f":"D485*'2.Proyecto'!$E$18","v":0}]
["2014-01-19T04:00:02.170","04:00:00",437,0,{"$f":"D486*'2.Proyecto'!$E$18","v":0}]
["2014-01-19T05:00:02.175","05:00:00",438,0,{"$f":"D487*'2.Proyecto'!$E$18","v":0}]
["2014-01-19T06:00:02.180","06:00:00",439,5.0000000000000004E-6,{"$f":"D488*'2.Proyecto'!$E$18","v":2.5000000000000001E-4}]
["2014-01-19T07:00:02.185","07:00:00",440,1.84E-4,{"$f":"D489*'2.Proyecto'!$E$18","v":9.1999999999999998E-3}]
["2014-01-19T08:00:02.190","08:00:00",441,4.0899999999999997E-4,{"$f":"D490*'2.Proyecto'!$E$18","v":2.0449999999999999E-2}]
["2014-01-19T09:00:02.195","09:00:00",442,5.6899999999999995E-4,{"$f":"D491*'2.Proyecto'!$E$18","v":2.8449999999999996E-2}]
["2014-01-19T10:00:02.200","10:00:00",443,6.6399999999999999E-4,{"$f":"D492*'2.Proyecto'!$E$18","v":3.32E-2}]
["2014-01-19T11:00:02.205","11:00:00",444,7.0899999999999999E-4,{"$f":"D493*'2.Proyecto'!$E$18","v":3.5450000000000002E-2}]
["2014-01-19T12:00:02.210","12:00:00",445,7.0399999999999998E-4,{"$f":"D494*'2.Proyecto'!$E$18","v":3.5200000000000002E-2}]
["2014-01-19T13:00:02.215","13:00:00",446,6.5200000000000002E-4,{"$f":"D495*'2.Proyecto'!$E$18","v":3.2600000000000004E-2}]
["2014-01-19T14:00:02.220","14:00:00",447,5.4100000000000003E-4,{"$f":"D496*'2.Proyecto'!$E$18","v":2.7050000000000001E-2}]
["2014-01-19T15:00:02.225","15:00:00",448,3.48E-4,{"$f":"D497*'2.Proyecto'!$E$18","v":1.7399999999999999E-2}]
["2014-01-19T16:00:02.230","16:00:00",449,1.2400000000000001E-4,{"$f":"D498*'2.Proyecto'!$E$18","v":6.2000000000000006E-3}]
["2014-01-19T17:00:02.235","17:00:00",450,3.0000000000000001E-6,{"$f":"D499*'2.Proyecto'!$E$18","v":1.5000000000000001E-4}]
["2014-01-19T18:00:02.240","18:00:00",451,0,{"$f":"D500*'2.Proyecto'!$E$18","v":0}]
["2014-01-19T19:00:02.245","19:00:00",452,0,{"$f":"D501*'2.Proyecto'!$E$18","v":0}]
["2014-01-19T20:00:02.250","20:00:00",453,0,{"$f":"D502*'2.Proyecto'!$E$18","v":0}]
["2014-01-19T21:00:02.255","21:00:00",454,0,{"$f":"D503*'2.Proyecto'!$E$18","v":0}]
["2014-01-19T22:00:02.260","22:00:00",455,0,{"$f":"D504*'2.Proyecto'!$E$18","v":0}]
["2014-01-19T23:00:02.265","23:00:00",456,0,{"$f":"D505*'2.Proyecto'!$E$18","v":0}]
["2014-01-20T00:00:02.270","00:00:00",457,0,{"$f":"D506*'2.Proyecto'!$E$18","v":0}]
["2014-01-20T01:00:02.275","01:00:00",458,0,{"$f":"D507*'2.Proyecto'!$E$18","v":0}]
["2014-01-20T02:00:02.280","02:00:00",459,0,{"$f":"D508*'2.Proyecto'!$E$18","v":0}]
["2014-01-20T03:00:02.285","03:00:00",460,0,{"$f":"D509*'2.Proyecto'!$E$18","v":0}]
["2014-01-20T04:00:02.290","04:00:00",461,0,{"$f":"D510*'2.Proyecto'!$E$18","v":0}]
["2014-01-20T05:00:02.295","05:00:00",462,0,{"$f":"D511*'2.Proyecto'!$E$18","v":0}]
["2014-01-20T06:00:02.300","06:00:00",463,6.9999999999999999E-6,{"$f":"D512*'2.Proyecto'!$E$18","v":3.5E-4}]
["2014-01-20T07:00:02.305","07:00:00",464,2.3400000000000002E-4,{"$f":"D513*'2.Proyecto'!$E$18","v":1.17E-2}]
["2014-01-20T08:00:02.310","08:00:00",465,4.35E-4,{"$f":"D514*'2.Proyecto'!$E$18","v":2.1749999999999999E-2}]
["2014-01-20T09:00:02.315","09:00:00",466,5.8E-4,{"$f":"D515*'2.Proyecto'!$E$18","v":2.9000000000000001E-2}]
["2014-01-20T10:00:02.320","10:00:00",467,6.7100000000000005E-4,{"$f":"D516*'2.Proyecto'!$E$18","v":3.3550000000000003E-2}]
["2014-01-20T11:00:02.325","11:00:00",468,7.1199999999999996E-4,{"$f":"D517*'2.Proyecto'!$E$18","v":3.56E-2}]
["2014-01-20T12:00:02.330","12:00:00",469,7.0599999999999992E-4,{"$f":"D518*'2.Proyecto'!$E$18","v":3.5299999999999998E-2}]
["2014-01-20T13:00:02.335","13:00:00",470,6.4599999999999998E-4,{"$f":"D519*'2.Proyecto'!$E$18","v":3.2300000000000002E-2}]
["2014-01-20T14:00:02.340","14:00:00",471,5.1199999999999998E-4,{"$f":"D520*'2.Proyecto'!$E$18","v":2.5599999999999998E-2}]
["2014-01-20T15:00:02.345","15:00:00",472,3.6999999999999999E-4,{"$f":"D521*'2.Proyecto'!$E$18","v":1.8499999999999999E-2}]
["2014-01-20T16:00:02.350","16:00:00",473,1.3100000000000001E-4,{"$f":"D522*'2.Proyecto'!$E$18","v":6.5500000000000003E-3}]
["2014-01-20T17:00:02.355","17:00:00",474,3.9999999999999998E-6,{"$f":"D523*'2.Proyecto'!$E$18","v":1.9999999999999998E-4}]
["2014-01-20T18:00:02.360","18:00:00",475,0,{"$f":"D524*'2.Proyecto'!$E$18","v":0}]
["2014-01-20T19:00:02.365","19:00:00",476,0,{"$f":"D525*'2.Proyecto'!$E$18","v":0}]
["2014-01-20T20:00:02.370","20:00:00",477,0,{"$f":"D526*'2.Proyecto'!$E$18","v":0}]
["2014-01-20T21:00:02.375","21:00:00",478,0,{"$f":"D527*'2.Proyecto'!$E$18","v":0}]
["2014-01-20T22:00:02.380","22:00:00",479,0,{"$f":"D528*'2.Proyecto'!$E$18","v":0}]
["2014-01-20T23:00:02.385","23:00:00",480,0,{"$f":"D529*'2.Proyecto'!$E$18","v":0}]
["2014-01-21T00:00:02.390","00:00:00",481,0,{"$f":"D530*'2.Proyecto'!$E$18","v":0}]
["2014-01-21T01:00:02.395","01:00:00",482,0,{"$f":"D531*'2.Proyecto'!$E$18","v":0}]
["2014-01-21T02:00:02.400","02:00:00",483,0,{"$f":"D532*'2.Proyecto'!$E$18","v":0}]
["2014-01-21T03:00:02.405","03:00:00",484,0,{"$f":"D533*'2.Proyecto'!$E$18","v":0}]
["2014-01-21T04:00:02.410","04:00:00",485,0,{"$f":"D534*'2.Proyecto'!$E$18","v":0}]
["2014-01-21T05:00:02.415","05:00:00",486,0,{"$f":"D535*'2.Proyecto'!$E$18","v":0}]
["2014-01-21T06:00:02.420","06:00:00",487,6.0000000000000002E-6,{"$f":"D536*'2.Proyecto'!$E$18","v":3.0000000000000003E-4}]
["2014-01-21T07:00:02.425","07:00:00",488,1.8900000000000001E-4,{"$f":"D537*'2.Proyecto'!$E$18","v":9.4500000000000001E-3}]
["2014-01-21T08:00:02.430","08:00:00",489,3.9500000000000001E-4,{"$f":"D538*'2.Proyecto'!$E$18","v":1.975E-2}]
["2014-01-21T09:00:02.435","09:00:00",490,5.5100000000000006E-4,{"$f":"D539*'2.Proyecto'!$E$18","v":2.7550000000000002E-2}]
["2014-01-21T10:00:02.440","10:00:00",491,6.3600000000000006E-4,{"$f":"D540*'2.Proyecto'!$E$18","v":3.1800000000000002E-2}]
["2014-01-21T11:00:02.445","11:00:00",492,6.5800000000000006E-4,{"$f":"D541*'2.Proyecto'!$E$18","v":3.2900000000000006E-2}]
["2014-01-21T12:00:02.450","12:00:00",493,6.0999999999999997E-4,{"$f":"D542*'2.Proyecto'!$E$18","v":3.0499999999999999E-2}]
["2014-01-21T13:00:02.455","13:00:00",494,4.26E-4,{"$f":"D543*'2.Proyecto'!$E$18","v":2.1299999999999999E-2}]
["2014-01-21T14:00:02.460","14:00:00",495,4.3899999999999999E-4,{"$f":"D544*'2.Proyecto'!$E$18","v":2.1950000000000001E-2}]
["2014-01-21T15:00:02.465","15:00:00",496,3.2200000000000002E-4,{"$f":"D545*'2.Proyecto'!$E$18","v":1.61E-2}]
["2014-01-21T16:00:02.470","16:00:00",497,1.4199999999999998E-4,{"$f":"D546*'2.Proyecto'!$E$18","v":7.0999999999999987E-3}]
["2014-01-21T17:00:02.475","17:00:00",498,3.9999999999999998E-6,{"$f":"D547*'2.Proyecto'!$E$18","v":1.9999999999999998E-4}]
["2014-01-21T18:00:02.480","18:00:00",499,0,{"$f":"D548*'2.Proyecto'!$E$18","v":0}]
["2014-01-21T19:00:02.485","19:00:00",500,0,{"$f":"D549*'2.Proyecto'!$E$18","v":0}]
["2014-01-21T20:00:02.490","20:00:00",501,0,{"$f":"D550*'2.Proyecto'!$E$18","v":0}]
["2014-01-21T21:00:02.495","21:00:00",502,0,{"$f":"D551*'2.Proyecto'!$E$18","v":0}]
["2014-01-21T22:00:02.500","22:00:00",503,0,{"$f":"D552*'2.Proyecto'!$E$18","v":0}]
["2014-01-21T23:00:02.505","23:00:00",504,0,{"$f":"D553*'2.Proyecto'!$E$18","v":0}]
["2014-01-22T00:00:02.510","00:00:00",505,0,{"$f":"D554*'2.Proyecto'!$E$18","v":0}]
["2014-01-22T01:00:02.515","01:00:00",506,0,{"$f":"D555*'2.Proyecto'!$E$18","v":0}]
["2014-01-22T02:00:02.520","02:00:00",507,0,{"$f":"D556*'2.Proyecto'!$E$18","v":0}]
["2014-01-22T03:00:02.525","03:00:00",508,0,{"$f":"D557*'2.Proyecto'!$E$18","v":0}]
["2014-01-22T04:00:02.530","04:00:00",509,0,{"$f":"D558*'2.Proyecto'!$E$18","v":0}]
["2014-01-22T05:00:02.535","05:00:00",510,0,{"$f":"D559*'2.Proyecto'!$E$18","v":0}]
["2014-01-22T06:00:02.540","06:00:00",511,6.9999999999999999E-6,{"$f":"D560*'2.Proyecto'!$E$18","v":3.5E-4}]
["2014-01-22T07:00:02.545","07:00:00",512,1.9700000000000002E-4,{"$f":"D561*'2.Proyecto'!$E$18","v":9.8500000000000011E-3}]
["2014-01-22T08:00:02.550","08:00:00",513,4.0500000000000003E-4,{"$f":"D562*'2.Proyecto'!$E$18","v":2.0250000000000001E-2}]
["2014-01-22T09:00:02.555","09:00:00",514,5.6299999999999992E-4,{"$f":"D563*'2.Proyecto'!$E$18","v":2.8149999999999994E-2}]
["2014-01-22T10:00:02.560","10:00:00",515,6.6300000000000007E-4,{"$f":"D564*'2.Proyecto'!$E$18","v":3.3150000000000006E-2}]
["2014-01-22T11:00:02.565","11:00:00",516,7.0699999999999995E-4,{"$f":"D565*'2.Proyecto'!$E$18","v":3.5349999999999999E-2}]
["2014-01-22T12:00:02.570","12:00:00",517,7.0500000000000001E-4,{"$f":"D566*'2.Proyecto'!$E$18","v":3.5250000000000004E-2}]
["2014-01-22T13:00:02.575","13:00:00",518,6.3199999999999997E-4,{"$f":"D567*'2.Proyecto'!$E$18","v":3.1599999999999996E-2}]
["2014-01-22T14:00:02.580","14:00:00",519,5.4300000000000008E-4,{"$f":"D568*'2.Proyecto'!$E$18","v":2.7150000000000004E-2}]
["2014-01-22T15:00:02.585","15:00:00",520,3.86E-4,{"$f":"D569*'2.Proyecto'!$E$18","v":1.9300000000000001E-2}]
["2014-01-22T16:00:02.590","16:00:00",521,1.8200000000000001E-4,{"$f":"D570*'2.Proyecto'!$E$18","v":9.1000000000000004E-3}]
["2014-01-22T17:00:02.595","17:00:00",522,6.0000000000000002E-6,{"$f":"D571*'2.Proyecto'!$E$18","v":3.0000000000000003E-4}]
["2014-01-22T18:00:02.600","18:00:00",523,0,{"$f":"D572*'2.Proyecto'!$E$18","v":0}]
["2014-01-22T19:00:02.605","19:00:00",524,0,{"$f":"D573*'2.Proyecto'!$E$18","v":0}]
["2014-01-22T20:00:02.610","20:00:00",525,0,{"$f":"D574*'2.Proyecto'!$E$18","v":0}]
["2014-01-22T21:00:02.615","21:00:00",526,0,{"$f":"D575*'2.Proyecto'!$E$18","v":0}]
["2014-01-22T22:00:02.620","22:00:00",527,0,{"$f":"D576*'2.Proyecto'!$E$18","v":0}]
["2014-01-22T23:00:02.625","23:00:00",528,0,{"$f":"D577*'2.Proyecto'!$E$18","v":0}]
["2014-01-23T00:00:02.630","00:00:00",529,0,{"$f":"D578*'2.Proyecto'!$E$18","v":0}]
["2014-01-23T01:00:02.635","01:00:00",530,0,{"$f":"D579*'2.Proyecto'!$E$18","v":0}]
["2014-01-23T02:00:02.640","02:00:00",531,0,{"$f":"D580*'2.Proyecto'!$E$18","v":0}]
["2014-01-23T03:00:02.645","03:00:00",532,0,{"$f":"D581*'2.Proyecto'!$E$18","v":0}]
["2014-01-23T04:00:02.650","04:00:00",533,0,{"$f":"D582*'2.Proyecto'!$E$18","v":0}]
["2014-01-23T05:00:02.655","05:00:00",534,0,{"$f":"D583*'2.Proyecto'!$E$18","v":0}]
["2014-01-23T06:00:02.660","06:00:00",535,8.9999999999999985E-6,{"$f":"D584*'2.Proyecto'!$E$18","v":4.4999999999999993E-4}]
["2014-01-23T07:00:02.665","07:00:00",536,2.2900000000000001E-4,{"$f":"D585*'2.Proyecto'!$E$18","v":1.145E-2}]
["2014-01-23T08:00:02.670","08:00:00",537,4.3399999999999998E-4,{"$f":"D586*'2.Proyecto'!$E$18","v":2.1700000000000001E-2}]
["2014-01-23T09:00:02.675","09:00:00",538,5.7899999999999998E-4,{"$f":"D587*'2.Proyecto'!$E$18","v":2.895E-2}]
["2014-01-23T10:00:02.680","10:00:00",539,6.7000000000000002E-4,{"$f":"D588*'2.Proyecto'!$E$18","v":3.3500000000000002E-2}]
["2014-01-23T11:00:02.685","11:00:00",540,7.1400000000000001E-4,{"$f":"D589*'2.Proyecto'!$E$18","v":3.5700000000000003E-2}]
["2014-01-23T12:00:02.690","12:00:00",541,7.0799999999999997E-4,{"$f":"D590*'2.Proyecto'!$E$18","v":3.5400000000000001E-2}]
["2014-01-23T13:00:02.695","13:00:00",542,6.5499999999999998E-4,{"$f":"D591*'2.Proyecto'!$E$18","v":3.2750000000000001E-2}]
["2014-01-23T14:00:02.700","14:00:00",543,5.4700000000000007E-4,{"$f":"D592*'2.Proyecto'!$E$18","v":2.7350000000000003E-2}]
["2014-01-23T15:00:02.705","15:00:00",544,3.6400000000000001E-4,{"$f":"D593*'2.Proyecto'!$E$18","v":1.8200000000000001E-2}]
["2014-01-23T16:00:02.710","16:00:00",545,1.4999999999999999E-4,{"$f":"D594*'2.Proyecto'!$E$18","v":7.4999999999999997E-3}]
["2014-01-23T17:00:02.715","17:00:00",546,3.9999999999999998E-6,{"$f":"D595*'2.Proyecto'!$E$18","v":1.9999999999999998E-4}]
["2014-01-23T18:00:02.720","18:00:00",547,0,{"$f":"D596*'2.Proyecto'!$E$18","v":0}]
["2014-01-23T19:00:02.725","19:00:00",548,0,{"$f":"D597*'2.Proyecto'!$E$18","v":0}]
["2014-01-23T20:00:02.730","20:00:00",549,0,{"$f":"D598*'2.Proyecto'!$E$18","v":0}]
["2014-01-23T21:00:02.735","21:00:00",550,0,{"$f":"D599*'2.Proyecto'!$E$18","v":0}]
["2014-01-23T22:00:02.740","22:00:00",551,0,{"$f":"D600*'2.Proyecto'!$E$18","v":0}]
["2014-01-23T23:00:02.745","23:00:00",552,0,{"$f":"D601*'2.Proyecto'!$E$18","v":0}]
["2014-01-24T00:00:02.750","00:00:00",553,0,{"$f":"D602*'2.Proyecto'!$E$18","v":0}]
["2014-01-24T01:00:02.755","01:00:00",554,0,{"$f":"D603*'2.Proyecto'!$E$18","v":0}]
["2014-01-24T02:00:02.760","02:00:00",555,0,{"$f":"D604*'2.Proyecto'!$E$18","v":0}]
["2014-01-24T03:00:02.765","03:00:00",556,0,{"$f":"D605*'2.Proyecto'!$E$18","v":0}]
["2014-01-24T04:00:02.770","04:00:00",557,0,{"$f":"D606*'2.Proyecto'!$E$18","v":0}]
["2014-01-24T05:00:02.775","05:00:00",558,0,{"$f":"D607*'2.Proyecto'!$E$18","v":0}]
["2014-01-24T06:00:02.780","06:00:00",559,5.0000000000000004E-6,{"$f":"D608*'2.Proyecto'!$E$18","v":2.5000000000000001E-4}]
["2014-01-24T07:00:02.785","07:00:00",560,1.5300000000000001E-4,{"$f":"D609*'2.Proyecto'!$E$18","v":7.6500000000000005E-3}]
["2014-01-24T08:00:02.790","08:00:00",561,3.3100000000000002E-4,{"$f":"D610*'2.Proyecto'!$E$18","v":1.6550000000000002E-2}]
["2014-01-24T09:00:02.795","09:00:00",562,4.4200000000000001E-4,{"$f":"D611*'2.Proyecto'!$E$18","v":2.2100000000000002E-2}]
["2014-01-24T10:00:02.800","10:00:00",563,4.9200000000000003E-4,{"$f":"D612*'2.Proyecto'!$E$18","v":2.46E-2}]
["2014-01-24T11:00:02.805","11:00:00",564,5.1400000000000003E-4,{"$f":"D613*'2.Proyecto'!$E$18","v":2.5700000000000001E-2}]
["2014-01-24T12:00:02.810","12:00:00",565,4.7999999999999996E-4,{"$f":"D614*'2.Proyecto'!$E$18","v":2.3999999999999997E-2}]
["2014-01-24T13:00:02.815","13:00:00",566,4.2400000000000001E-4,{"$f":"D615*'2.Proyecto'!$E$18","v":2.12E-2}]
["2014-01-24T14:00:02.820","14:00:00",567,3.6899999999999997E-4,{"$f":"D616*'2.Proyecto'!$E$18","v":1.8449999999999998E-2}]
["2014-01-24T15:00:02.825","15:00:00",568,2.8499999999999999E-4,{"$f":"D617*'2.Proyecto'!$E$18","v":1.4249999999999999E-2}]
["2014-01-24T16:00:02.830","16:00:00",569,1.45E-4,{"$f":"D618*'2.Proyecto'!$E$18","v":7.2500000000000004E-3}]
["2014-01-24T17:00:02.835","17:00:00",570,5.0000000000000004E-6,{"$f":"D619*'2.Proyecto'!$E$18","v":2.5000000000000001E-4}]
["2014-01-24T18:00:02.840","18:00:00",571,0,{"$f":"D620*'2.Proyecto'!$E$18","v":0}]
["2014-01-24T19:00:02.845","19:00:00",572,0,{"$f":"D621*'2.Proyecto'!$E$18","v":0}]
["2014-01-24T20:00:02.850","20:00:00",573,0,{"$f":"D622*'2.Proyecto'!$E$18","v":0}]
["2014-01-24T21:00:02.855","21:00:00",574,0,{"$f":"D623*'2.Proyecto'!$E$18","v":0}]
["2014-01-24T22:00:02.860","22:00:00",575,0,{"$f":"D624*'2.Proyecto'!$E$18","v":0}]
["2014-01-24T23:00:02.865","23:00:00",576,0,{"$f":"D625*'2.Proyecto'!$E$18","v":0}]
["2014-01-25T00:00:02.870","00:00:00",577,0,{"$f":"D626*'2.Proyecto'!$E$18","v":0}]
["2014-01-25T01:00:02.875","01:00:00",578,0,{"$f":"D627*'2.Proyecto'!$E$18","v":0}]
["2014-01-25T02:00:02.880","02:00:00",579,0,{"$f":"D628*'2.Proyecto'!$E$18","v":0}]
["2014-01-25T03:00:02.885","03:00:00",580,0,{"$f":"D629*'2.Proyecto'!$E$18","v":0}]
["2014-01-25T04:00:02.890","04:00:00",581,0,{"$f":"D630*'2.Proyecto'!$E$18","v":0}]
["2014-01-25T05:00:02.895","05:00:00",582,0,{"$f":"D631*'2.Proyecto'!$E$18","v":0}]
["2014-01-25T06:00:02.900","06:00:00",583,8.9999999999999985E-6,{"$f":"D632*'2.Proyecto'!$E$18","v":4.4999999999999993E-4}]
["2014-01-25T07:00:02.905","07:00:00",584,2.24E-4,{"$f":"D633*'2.Proyecto'!$E$18","v":1.12E-2}]
["2014-01-25T08:00:02.910","08:00:00",585,4.17E-4,{"$f":"D634*'2.Proyecto'!$E$18","v":2.085E-2}]
["2014-01-25T09:00:02.915","09:00:00",586,5.6299999999999992E-4,{"$f":"D635*'2.Proyecto'!$E$18","v":2.8149999999999994E-2}]
["2014-01-25T10:00:02.920","10:00:00",587,6.5499999999999998E-4,{"$f":"D636*'2.Proyecto'!$E$18","v":3.2750000000000001E-2}]
["2014-01-25T11:00:02.925","11:00:00",588,6.9999999999999999E-4,{"$f":"D637*'2.Proyecto'!$E$18","v":3.4999999999999996E-2}]
["2014-01-25T12:00:02.930","12:00:00",589,6.9799999999999994E-4,{"$f":"D638*'2.Proyecto'!$E$18","v":3.49E-2}]
["2014-01-25T13:00:02.935","13:00:00",590,6.4199999999999999E-4,{"$f":"D639*'2.Proyecto'!$E$18","v":3.2099999999999997E-2}]
["2014-01-25T14:00:02.940","14:00:00",591,5.3899999999999998E-4,{"$f":"D640*'2.Proyecto'!$E$18","v":2.6949999999999998E-2}]
["2014-01-25T15:00:02.945","15:00:00",592,3.6499999999999998E-4,{"$f":"D641*'2.Proyecto'!$E$18","v":1.8249999999999999E-2}]
["2014-01-25T16:00:02.950","16:00:00",593,1.5099999999999998E-4,{"$f":"D642*'2.Proyecto'!$E$18","v":7.5499999999999994E-3}]
["2014-01-25T17:00:02.955","17:00:00",594,6.0000000000000002E-6,{"$f":"D643*'2.Proyecto'!$E$18","v":3.0000000000000003E-4}]
["2014-01-25T18:00:02.960","18:00:00",595,0,{"$f":"D644*'2.Proyecto'!$E$18","v":0}]
["2014-01-25T19:00:02.965","19:00:00",596,0,{"$f":"D645*'2.Proyecto'!$E$18","v":0}]
["2014-01-25T20:00:02.970","20:00:00",597,0,{"$f":"D646*'2.Proyecto'!$E$18","v":0}]
["2014-01-25T21:00:02.975","21:00:00",598,0,{"$f":"D647*'2.Proyecto'!$E$18","v":0}]
["2014-01-25T22:00:02.980","22:00:00",599,0,{"$f":"D648*'2.Proyecto'!$E$18","v":0}]
["2014-01-25T23:00:02.985","23:00:00",600,0,{"$f":"D649*'2.Proyecto'!$E$18","v":0}]
["2014-01-26T00:00:02.990","00:00:00",601,0,{"$f":"D650*'2.Proyecto'!$E$18","v":0}]
["2014-01-26T01:00:02.995","01:00:00",602,0,{"$f":"D651*'2.Proyecto'!$E$18","v":0}]
["2014-01-26T02:00:03","02:00:00",603,0,{"$f":"D652*'2.Proyecto'!$E$18","v":0}]
["2014-01-26T03:00:03.005","03:00:00",604,0,{"$f":"D653*'2.Proyecto'!$E$18","v":0}]
["2014-01-26T04:00:03.010","04:00:00",605,0,{"$f":"D654*'2.Proyecto'!$E$18","v":0}]
["2014-01-26T05:00:03.015","05:00:00",606,0,{"$f":"D655*'2.Proyecto'!$E$18","v":0}]
["2014-01-26T06:00:03.020","06:00:00",607,1.0000000000000001E-5,{"$f":"D656*'2.Proyecto'!$E$18","v":5.0000000000000001E-4}]
["2014-01-26T07:00:03.025","07:00:00",608,2.32E-4,{"$f":"D657*'2.Proyecto'!$E$18","v":1.1599999999999999E-2}]
["2014-01-26T08:00:03.030","08:00:00",609,4.2999999999999999E-4,{"$f":"D658*'2.Proyecto'!$E$18","v":2.1499999999999998E-2}]
["2014-01-26T09:00:03.035","09:00:00",610,5.7399999999999997E-4,{"$f":"D659*'2.Proyecto'!$E$18","v":2.87E-2}]
["2014-01-26T10:00:03.040","10:00:00",611,6.6600000000000003E-4,{"$f":"D660*'2.Proyecto'!$E$18","v":3.3300000000000003E-2}]
["2014-01-26T11:00:03.045","11:00:00",612,7.0699999999999995E-4,{"$f":"D661*'2.Proyecto'!$E$18","v":3.5349999999999999E-2}]
["2014-01-26T12:00:03.050","12:00:00",613,6.9899999999999997E-4,{"$f":"D662*'2.Proyecto'!$E$18","v":3.4949999999999995E-2}]
["2014-01-26T13:00:03.055","13:00:00",614,6.4700000000000001E-4,{"$f":"D663*'2.Proyecto'!$E$18","v":3.2350000000000004E-2}]
["2014-01-26T14:00:03.060","14:00:00",615,5.4600000000000004E-4,{"$f":"D664*'2.Proyecto'!$E$18","v":2.7300000000000001E-2}]
["2014-01-26T15:00:03.065","15:00:00",616,3.9200000000000004E-4,{"$f":"D665*'2.Proyecto'!$E$18","v":1.9600000000000003E-2}]
["2014-01-26T16:00:03.070","16:00:00",617,1.85E-4,{"$f":"D666*'2.Proyecto'!$E$18","v":9.2499999999999995E-3}]
["2014-01-26T17:00:03.075","17:00:00",618,6.9999999999999999E-6,{"$f":"D667*'2.Proyecto'!$E$18","v":3.5E-4}]
["2014-01-26T18:00:03.080","18:00:00",619,0,{"$f":"D668*'2.Proyecto'!$E$18","v":0}]
["2014-01-26T19:00:03.085","19:00:00",620,0,{"$f":"D669*'2.Proyecto'!$E$18","v":0}]
["2014-01-26T20:00:03.090","20:00:00",621,0,{"$f":"D670*'2.Proyecto'!$E$18","v":0}]
["2014-01-26T21:00:03.095","21:00:00",622,0,{"$f":"D671*'2.Proyecto'!$E$18","v":0}]
["2014-01-26T22:00:03.100","22:00:00",623,0,{"$f":"D672*'2.Proyecto'!$E$18","v":0}]
["2014-01-26T23:00:03.105","23:00:00",624,0,{"$f":"D673*'2.Proyecto'!$E$18","v":0}]
["2014-01-27T00:00:03.110","00:00:00",625,0,{"$f":"D674*'2.Proyecto'!$E$18","v":0}]
["2014-01-27T01:00:03.115","01:00:00",626,0,{"$f":"D675*'2.Proyecto'!$E$18","v":0}]
["2014-01-27T02:00:03.120","02:00:00",627,0,{"$f":"D676*'2.Proyecto'!$E$18","v":0}]
["2014-01-27T03:00:03.125","03:00:00",628,0,{"$f":"D677*'2.Proyecto'!$E$18","v":0}]
["2014-01-27T04:00:03.130","04:00:00",629,0,{"$f":"D678*'2.Proyecto'!$E$18","v":0}]
["2014-01-27T05:00:03.135","05:00:00",630,0,{"$f":"D679*'2.Proyecto'!$E$18","v":0}]
["2014-01-27T06:00:03.140","06:00:00",631,1.1E-5,{"$f":"D680*'2.Proyecto'!$E$18","v":5.5000000000000003E-4}]
["2014-01-27T07:00:03.145","07:00:00",632,2.31E-4,{"$f":"D681*'2.Proyecto'!$E$18","v":1.155E-2}]
["2014-01-27T08:00:03.150","08:00:00",633,4.28E-4,{"$f":"D682*'2.Proyecto'!$E$18","v":2.1399999999999999E-2}]
["2014-01-27T09:00:03.155","09:00:00",634,5.6999999999999998E-4,{"$f":"D683*'2.Proyecto'!$E$18","v":2.8499999999999998E-2}]
["2014-01-27T10:00:03.160","10:00:00",635,6.5900000000000008E-4,{"$f":"D684*'2.Proyecto'!$E$18","v":3.2950000000000007E-2}]
["2014-01-27T11:00:03.165","11:00:00",636,6.9999999999999999E-4,{"$f":"D685*'2.Proyecto'!$E$18","v":3.4999999999999996E-2}]
["2014-01-27T12:00:03.170","12:00:00",637,6.9499999999999998E-4,{"$f":"D686*'2.Proyecto'!$E$18","v":3.4749999999999996E-2}]
["2014-01-27T13:00:03.175","13:00:00",638,6.4400000000000004E-4,{"$f":"D687*'2.Proyecto'!$E$18","v":3.2199999999999999E-2}]
["2014-01-27T14:00:03.180","14:00:00",639,5.4600000000000004E-4,{"$f":"D688*'2.Proyecto'!$E$18","v":2.7300000000000001E-2}]
["2014-01-27T15:00:03.185","15:00:00",640,3.9400000000000004E-4,{"$f":"D689*'2.Proyecto'!$E$18","v":1.9700000000000002E-2}]
["2014-01-27T16:00:03.190","16:00:00",641,1.9000000000000001E-4,{"$f":"D690*'2.Proyecto'!$E$18","v":9.4999999999999998E-3}]
["2014-01-27T17:00:03.195","17:00:00",642,7.9999999999999996E-6,{"$f":"D691*'2.Proyecto'!$E$18","v":3.9999999999999996E-4}]
["2014-01-27T18:00:03.200","18:00:00",643,0,{"$f":"D692*'2.Proyecto'!$E$18","v":0}]
["2014-01-27T19:00:03.205","19:00:00",644,0,{"$f":"D693*'2.Proyecto'!$E$18","v":0}]
["2014-01-27T20:00:03.210","20:00:00",645,0,{"$f":"D694*'2.Proyecto'!$E$18","v":0}]
["2014-01-27T21:00:03.215","21:00:00",646,0,{"$f":"D695*'2.Proyecto'!$E$18","v":0}]
["2014-01-27T22:00:03.220","22:00:00",647,0,{"$f":"D696*'2.Proyecto'!$E$18","v":0}]
["2014-01-27T23:00:03.225","23:00:00",648,0,{"$f":"D697*'2.Proyecto'!$E$18","v":0}]
["2014-01-28T00:00:03.230","00:00:00",649,0,{"$f":"D698*'2.Proyecto'!$E$18","v":0}]
["2014-01-28T01:00:03.235","01:00:00",650,0,{"$f":"D699*'2.Proyecto'!$E$18","v":0}]
["2014-01-28T02:00:03.240","02:00:00",651,0,{"$f":"D700*'2.Proyecto'!$E$18","v":0}]
["2014-01-28T03:00:03.245","03:00:00",652,0,{"$f":"D701*'2.Proyecto'!$E$18","v":0}]
["2014-01-28T04:00:03.250","04:00:00",653,0,{"$f":"D702*'2.Proyecto'!$E$18","v":0}]
["2014-01-28T05:00:03.255","05:00:00",654,0,{"$f":"D703*'2.Proyecto'!$E$18","v":0}]
["2014-01-28T06:00:03.260","06:00:00",655,1.1E-5,{"$f":"D704*'2.Proyecto'!$E$18","v":5.5000000000000003E-4}]
["2014-01-28T07:00:03.265","07:00:00",656,2.2900000000000001E-4,{"$f":"D705*'2.Proyecto'!$E$18","v":1.145E-2}]
["2014-01-28T08:00:03.270","08:00:00",657,4.2499999999999998E-4,{"$f":"D706*'2.Proyecto'!$E$18","v":2.1249999999999998E-2}]
["2014-01-28T09:00:03.275","09:00:00",658,5.669999999999999E-4,{"$f":"D707*'2.Proyecto'!$E$18","v":2.8349999999999997E-2}]
["2014-01-28T10:00:03.280","10:00:00",659,6.5600000000000001E-4,{"$f":"D708*'2.Proyecto'!$E$18","v":3.2800000000000003E-2}]
["2014-01-28T11:00:03.285","11:00:00",660,6.9499999999999998E-4,{"$f":"D709*'2.Proyecto'!$E$18","v":3.4749999999999996E-2}]
["2014-01-28T12:00:03.290","12:00:00",661,6.8799999999999992E-4,{"$f":"D710*'2.Proyecto'!$E$18","v":3.4399999999999993E-2}]
["2014-01-28T13:00:03.295","13:00:00",662,6.3600000000000006E-4,{"$f":"D711*'2.Proyecto'!$E$18","v":3.1800000000000002E-2}]
["2014-01-28T14:00:03.300","14:00:00",663,5.3300000000000005E-4,{"$f":"D712*'2.Proyecto'!$E$18","v":2.6650000000000004E-2}]
["2014-01-28T15:00:03.305","15:00:00",664,3.6899999999999997E-4,{"$f":"D713*'2.Proyecto'!$E$18","v":1.8449999999999998E-2}]
["2014-01-28T16:00:03.310","16:00:00",665,1.4799999999999999E-4,{"$f":"D714*'2.Proyecto'!$E$18","v":7.3999999999999995E-3}]
["2014-01-28T17:00:03.315","17:00:00",666,3.9999999999999998E-6,{"$f":"D715*'2.Proyecto'!$E$18","v":1.9999999999999998E-4}]
["2014-01-28T18:00:03.320","18:00:00",667,0,{"$f":"D716*'2.Proyecto'!$E$18","v":0}]
["2014-01-28T19:00:03.325","19:00:00",668,0,{"$f":"D717*'2.Proyecto'!$E$18","v":0}]
["2014-01-28T20:00:03.330","20:00:00",669,0,{"$f":"D718*'2.Proyecto'!$E$18","v":0}]
["2014-01-28T21:00:03.335","21:00:00",670,0,{"$f":"D719*'2.Proyecto'!$E$18","v":0}]
["2014-01-28T22:00:03.340","22:00:00",671,0,{"$f":"D720*'2.Proyecto'!$E$18","v":0}]
["2014-01-28T23:00:03.345","23:00:00",672,0,{"$f":"D721*'2.Proyecto'!$E$18","v":0}]
["2014-01-29T00:00:03.350","00:00:00",673,0,{"$f":"D722*'2.Proyecto'!$E$18","v":0}]
["2014-01-29T01:00:03.355","01:00:00",674,0,{"$f":"D723*'2.Proyecto'!$E$18","v":0}]
["2014-01-29T02:00:03.360","02:00:00",675,0,{"$f":"D724*'2.Proyecto'!$E$18","v":0}]
["2014-01-29T03:00:03.365","03:00:00",676,0,{"$f":"D725*'2.Proyecto'!$E$18","v":0}]
["2014-01-29T04:00:03.370","04:00:00",677,0,{"$f":"D726*'2.Proyecto'!$E$18","v":0}]
["2014-01-29T05:00:03.375","05:00:00",678,0,{"$f":"D727*'2.Proyecto'!$E$18","v":0}]
["2014-01-29T06:00:03.380","06:00:00",679,1.0000000000000001E-5,{"$f":"D728*'2.Proyecto'!$E$18","v":5.0000000000000001E-4}]
["2014-01-29T07:00:03.385","07:00:00",680,2.05E-4,{"$f":"D729*'2.Proyecto'!$E$18","v":1.025E-2}]
["2014-01-29T08:00:03.390","08:00:00",681,3.9600000000000003E-4,{"$f":"D730*'2.Proyecto'!$E$18","v":1.9800000000000002E-2}]
["2014-01-29T09:00:03.395","09:00:00",682,5.3400000000000008E-4,{"$f":"D731*'2.Proyecto'!$E$18","v":2.6700000000000005E-2}]
["2014-01-29T10:00:03.400","10:00:00",683,5.9800000000000001E-4,{"$f":"D732*'2.Proyecto'!$E$18","v":2.9899999999999999E-2}]
["2014-01-29T11:00:03.405","11:00:00",684,6.2600000000000004E-4,{"$f":"D733*'2.Proyecto'!$E$18","v":3.1300000000000001E-2}]
["2014-01-29T12:00:03.410","12:00:00",685,5.7299999999999994E-4,{"$f":"D734*'2.Proyecto'!$E$18","v":2.8649999999999998E-2}]
["2014-01-29T13:00:03.415","13:00:00",686,4.4500000000000003E-4,{"$f":"D735*'2.Proyecto'!$E$18","v":2.2250000000000002E-2}]
["2014-01-29T14:00:03.420","14:00:00",687,3.0699999999999998E-4,{"$f":"D736*'2.Proyecto'!$E$18","v":1.5349999999999999E-2}]
["2014-01-29T15:00:03.425","15:00:00",688,2.0000000000000001E-4,{"$f":"D737*'2.Proyecto'!$E$18","v":0.01}]
["2014-01-29T16:00:03.430","16:00:00",689,8.0000000000000007E-5,{"$f":"D738*'2.Proyecto'!$E$18","v":4.0000000000000001E-3}]
["2014-01-29T17:00:03.435","17:00:00",690,9.9999999999999995E-7,{"$f":"D739*'2.Proyecto'!$E$18","v":4.9999999999999996E-5}]
["2014-01-29T18:00:03.440","18:00:00",691,0,{"$f":"D740*'2.Proyecto'!$E$18","v":0}]
["2014-01-29T19:00:03.445","19:00:00",692,0,{"$f":"D741*'2.Proyecto'!$E$18","v":0}]
["2014-01-29T20:00:03.450","20:00:00",693,0,{"$f":"D742*'2.Proyecto'!$E$18","v":0}]
["2014-01-29T21:00:03.455","21:00:00",694,0,{"$f":"D743*'2.Proyecto'!$E$18","v":0}]
["2014-01-29T22:00:03.460","22:00:00",695,0,{"$f":"D744*'2.Proyecto'!$E$18","v":0}]
["2014-01-29T23:00:03.465","23:00:00",696,0,{"$f":"D745*'2.Proyecto'!$E$18","v":0}]
["2014-01-30T00:00:03.470","00:00:00",697,0,{"$f":"D746*'2.Proyecto'!$E$18","v":0}]
["2014-01-30T01:00:03.475","01:00:00",698,0,{"$f":"D747*'2.Proyecto'!$E$18","v":0}]
["2014-01-30T02:00:03.480","02:00:00",699,0,{"$f":"D748*'2.Proyecto'!$E$18","v":0}]
["2014-01-30T03:00:03.485","03:00:00",700,0,{"$f":"D749*'2.Proyecto'!$E$18","v":0}]
["2014-01-30T04:00:03.490","04:00:00",701,0,{"$f":"D750*'2.Proyecto'!$E$18","v":0}]
["2014-01-30T05:00:03.495","05:00:00",702,0,{"$f":"D751*'2.Proyecto'!$E$18","v":0}]
["2014-01-30T06:00:03.500","06:00:00",703,3.0000000000000001E-6,{"$f":"D752*'2.Proyecto'!$E$18","v":1.5000000000000001E-4}]
["2014-01-30T07:00:03.505","07:00:00",704,1.1700000000000001E-4,{"$f":"D753*'2.Proyecto'!$E$18","v":5.8500000000000002E-3}]
["2014-01-30T08:00:03.510","08:00:00",705,2.7900000000000001E-4,{"$f":"D754*'2.Proyecto'!$E$18","v":1.3950000000000001E-2}]
["2014-01-30T09:00:03.515","09:00:00",706,3.9300000000000001E-4,{"$f":"D755*'2.Proyecto'!$E$18","v":1.9650000000000001E-2}]
["2014-01-30T10:00:03.520","10:00:00",707,4.6800000000000005E-4,{"$f":"D756*'2.Proyecto'!$E$18","v":2.3400000000000001E-2}]
["2014-01-30T11:00:03.525","11:00:00",708,4.8200000000000001E-4,{"$f":"D757*'2.Proyecto'!$E$18","v":2.41E-2}]
["2014-01-30T12:00:03.530","12:00:00",709,5.0000000000000001E-4,{"$f":"D758*'2.Proyecto'!$E$18","v":2.5000000000000001E-2}]
["2014-01-30T13:00:03.535","13:00:00",710,4.4900000000000002E-4,{"$f":"D759*'2.Proyecto'!$E$18","v":2.2450000000000001E-2}]
["2014-01-30T14:00:03.540","14:00:00",711,3.7599999999999998E-4,{"$f":"D760*'2.Proyecto'!$E$18","v":1.8799999999999997E-2}]
["2014-01-30T15:00:03.545","15:00:00",712,2.5500000000000002E-4,{"$f":"D761*'2.Proyecto'!$E$18","v":1.2750000000000001E-2}]
["2014-01-30T16:00:03.550","16:00:00",713,1.01E-4,{"$f":"D762*'2.Proyecto'!$E$18","v":5.0499999999999998E-3}]
["2014-01-30T17:00:03.555","17:00:00",714,3.0000000000000001E-6,{"$f":"D763*'2.Proyecto'!$E$18","v":1.5000000000000001E-4}]
["2014-01-30T18:00:03.560","18:00:00",715,0,{"$f":"D764*'2.Proyecto'!$E$18","v":0}]
["2014-01-30T19:00:03.565","19:00:00",716,0,{"$f":"D765*'2.Proyecto'!$E$18","v":0}]
["2014-01-30T20:00:03.570","20:00:00",717,0,{"$f":"D766*'2.Proyecto'!$E$18","v":0}]
["2014-01-30T21:00:03.575","21:00:00",718,0,{"$f":"D767*'2.Proyecto'!$E$18","v":0}]
["2014-01-30T22:00:03.580","22:00:00",719,0,{"$f":"D768*'2.Proyecto'!$E$18","v":0}]
["2014-01-30T23:00:03.585","23:00:00",720,0,{"$f":"D769*'2.Proyecto'!$E$18","v":0}]
["2014-01-31T00:00:03.590","00:00:00",721,0,{"$f":"D770*'2.Proyecto'!$E$18","v":0}]
["2014-01-31T01:00:03.595","01:00:00",722,0,{"$f":"D771*'2.Proyecto'!$E$18","v":0}]
["2014-01-31T02:00:03.600","02:00:00",723,0,{"$f":"D772*'2.Proyecto'!$E$18","v":0}]
["2014-01-31T03:00:03.605","03:00:00",724,0,{"$f":"D773*'2.Proyecto'!$E$18","v":0}]
["2014-01-31T04:00:03.610","04:00:00",725,0,{"$f":"D774*'2.Proyecto'!$E$18","v":0}]
["2014-01-31T05:00:03.615","05:00:00",726,0,{"$f":"D775*'2.Proyecto'!$E$18","v":0}]
["2014-01-31T06:00:03.620","06:00:00",727,3.9999999999999998E-6,{"$f":"D776*'2.Proyecto'!$E$18","v":1.9999999999999998E-4}]
["2014-01-31T07:00:03.625","07:00:00",728,1.0899999999999999E-4,{"$f":"D777*'2.Proyecto'!$E$18","v":5.45E-3}]
["2014-01-31T08:00:03.630","08:00:00",729,2.5799999999999998E-4,{"$f":"D778*'2.Proyecto'!$E$18","v":1.2899999999999998E-2}]
["2014-01-31T09:00:03.635","09:00:00",730,3.8200000000000002E-4,{"$f":"D779*'2.Proyecto'!$E$18","v":1.9100000000000002E-2}]
["2014-01-31T10:00:03.640","10:00:00",731,4.46E-4,{"$f":"D780*'2.Proyecto'!$E$18","v":2.23E-2}]
["2014-01-31T11:00:03.645","11:00:00",732,5.0699999999999996E-4,{"$f":"D781*'2.Proyecto'!$E$18","v":2.5349999999999998E-2}]
["2014-01-31T12:00:03.650","12:00:00",733,4.9799999999999996E-4,{"$f":"D782*'2.Proyecto'!$E$18","v":2.4899999999999999E-2}]
["2014-01-31T13:00:03.655","13:00:00",734,4.5400000000000003E-4,{"$f":"D783*'2.Proyecto'!$E$18","v":2.2700000000000001E-2}]
["2014-01-31T14:00:03.660","14:00:00",735,3.5799999999999997E-4,{"$f":"D784*'2.Proyecto'!$E$18","v":1.7899999999999999E-2}]
["2014-01-31T15:00:03.665","15:00:00",736,2.3699999999999999E-4,{"$f":"D785*'2.Proyecto'!$E$18","v":1.1849999999999999E-2}]
["2014-01-31T16:00:03.670","16:00:00",737,1.0899999999999999E-4,{"$f":"D786*'2.Proyecto'!$E$18","v":5.45E-3}]
["2014-01-31T17:00:03.675","17:00:00",738,5.0000000000000004E-6,{"$f":"D787*'2.Proyecto'!$E$18","v":2.5000000000000001E-4}]
["2014-01-31T18:00:03.680","18:00:00",739,0,{"$f":"D788*'2.Proyecto'!$E$18","v":0}]
["2014-01-31T19:00:03.685","19:00:00",740,0,{"$f":"D789*'2.Proyecto'!$E$18","v":0}]
["2014-01-31T20:00:03.690","20:00:00",741,0,{"$f":"D790*'2.Proyecto'!$E$18","v":0}]
["2014-01-31T21:00:03.695","21:00:00",742,0,{"$f":"D791*'2.Proyecto'!$E$18","v":0}]
["2014-01-31T22:00:03.700","22:00:00",743,0,{"$f":"D792*'2.Proyecto'!$E$18","v":0}]
["2014-01-31T23:00:03.705","23:00:00",744,0,{"$f":"D793*'2.Proyecto'!$E$18","v":0}]
["2014-02-01T00:00:03.710","00:00:00",745,0,{"$f":"D794*'2.Proyecto'!$E$18","v":0}]
["2014-02-01T01:00:03.715","01:00:00",746,0,{"$f":"D795*'2.Proyecto'!$E$18","v":0}]
["2014-02-01T02:00:03.720","02:00:00",747,0,{"$f":"D796*'2.Proyecto'!$E$18","v":0}]
["2014-02-01T03:00:03.725","03:00:00",748,0,{"$f":"D797*'2.Proyecto'!$E$18","v":0}]
["2014-02-01T04:00:03.730","04:00:00",749,0,{"$f":"D798*'2.Proyecto'!$E$18","v":0}]
["2014-02-01T05:00:03.735","05:00:00",750,0,{"$f":"D799*'2.Proyecto'!$E$18","v":0}]
["2014-02-01T06:00:03.740","06:00:00",751,1.2E-5,{"$f":"D800*'2.Proyecto'!$E$18","v":6.0000000000000006E-4}]
["2014-02-01T07:00:03.745","07:00:00",752,2.23E-4,{"$f":"D801*'2.Proyecto'!$E$18","v":1.115E-2}]
["2014-02-01T08:00:03.750","08:00:00",753,4.1899999999999999E-4,{"$f":"D802*'2.Proyecto'!$E$18","v":2.095E-2}]
["2014-02-01T09:00:03.755","09:00:00",754,5.6200000000000011E-4,{"$f":"D803*'2.Proyecto'!$E$18","v":2.8100000000000007E-2}]
["2014-02-01T10:00:03.760","10:00:00",755,6.5300000000000004E-4,{"$f":"D804*'2.Proyecto'!$E$18","v":3.2650000000000005E-2}]
["2014-02-01T11:00:03.765","11:00:00",756,6.9499999999999998E-4,{"$f":"D805*'2.Proyecto'!$E$18","v":3.4749999999999996E-2}]
["2014-02-01T12:00:03.770","12:00:00",757,6.8899999999999994E-4,{"$f":"D806*'2.Proyecto'!$E$18","v":3.4449999999999995E-2}]
["2014-02-01T13:00:03.775","13:00:00",758,6.2600000000000004E-4,{"$f":"D807*'2.Proyecto'!$E$18","v":3.1300000000000001E-2}]
["2014-02-01T14:00:03.780","14:00:00",759,5.1500000000000005E-4,{"$f":"D808*'2.Proyecto'!$E$18","v":2.5750000000000002E-2}]
["2014-02-01T15:00:03.785","15:00:00",760,3.3199999999999999E-4,{"$f":"D809*'2.Proyecto'!$E$18","v":1.66E-2}]
["2014-02-01T16:00:03.790","16:00:00",761,1.6000000000000001E-4,{"$f":"D810*'2.Proyecto'!$E$18","v":8.0000000000000002E-3}]
["2014-02-01T17:00:03.795","17:00:00",762,8.9999999999999985E-6,{"$f":"D811*'2.Proyecto'!$E$18","v":4.4999999999999993E-4}]
["2014-02-01T18:00:03.800","18:00:00",763,0,{"$f":"D812*'2.Proyecto'!$E$18","v":0}]
["2014-02-01T19:00:03.805","19:00:00",764,0,{"$f":"D813*'2.Proyecto'!$E$18","v":0}]
["2014-02-01T20:00:03.810","20:00:00",765,0,{"$f":"D814*'2.Proyecto'!$E$18","v":0}]
["2014-02-01T21:00:03.815","21:00:00",766,0,{"$f":"D815*'2.Proyecto'!$E$18","v":0}]
["2014-02-01T22:00:03.820","22:00:00",767,0,{"$f":"D816*'2.Proyecto'!$E$18","v":0}]
["2014-02-01T23:00:03.825","23:00:00",768,0,{"$f":"D817*'2.Proyecto'!$E$18","v":0}]
["2014-02-02T00:00:03.830","00:00:00",769,0,{"$f":"D818*'2.Proyecto'!$E$18","v":0}]
["2014-02-02T01:00:03.835","01:00:00",770,0,{"$f":"D819*'2.Proyecto'!$E$18","v":0}]
["2014-02-02T02:00:03.840","02:00:00",771,0,{"$f":"D820*'2.Proyecto'!$E$18","v":0}]
["2014-02-02T03:00:03.845","03:00:00",772,0,{"$f":"D821*'2.Proyecto'!$E$18","v":0}]
["2014-02-02T04:00:03.850","04:00:00",773,0,{"$f":"D822*'2.Proyecto'!$E$18","v":0}]
["2014-02-02T05:00:03.855","05:00:00",774,0,{"$f":"D823*'2.Proyecto'!$E$18","v":0}]
["2014-02-02T06:00:03.860","06:00:00",775,1.4E-5,{"$f":"D824*'2.Proyecto'!$E$18","v":6.9999999999999999E-4}]
["2014-02-02T07:00:03.865","07:00:00",776,2.3699999999999999E-4,{"$f":"D825*'2.Proyecto'!$E$18","v":1.1849999999999999E-2}]
["2014-02-02T08:00:03.870","08:00:00",777,4.3100000000000001E-4,{"$f":"D826*'2.Proyecto'!$E$18","v":2.155E-2}]
["2014-02-02T09:00:03.875","09:00:00",778,5.6499999999999996E-4,{"$f":"D827*'2.Proyecto'!$E$18","v":2.8249999999999997E-2}]
["2014-02-02T10:00:03.880","10:00:00",779,6.5200000000000002E-4,{"$f":"D828*'2.Proyecto'!$E$18","v":3.2600000000000004E-2}]
["2014-02-02T11:00:03.885","11:00:00",780,6.9199999999999991E-4,{"$f":"D829*'2.Proyecto'!$E$18","v":3.4599999999999992E-2}]
["2014-02-02T12:00:03.890","12:00:00",781,6.8400000000000004E-4,{"$f":"D830*'2.Proyecto'!$E$18","v":3.4200000000000001E-2}]
["2014-02-02T13:00:03.895","13:00:00",782,6.1399999999999996E-4,{"$f":"D831*'2.Proyecto'!$E$18","v":3.0699999999999998E-2}]
["2014-02-02T14:00:03.900","14:00:00",783,4.84E-4,{"$f":"D832*'2.Proyecto'!$E$18","v":2.4199999999999999E-2}]
["2014-02-02T15:00:03.905","15:00:00",784,3.4200000000000002E-4,{"$f":"D833*'2.Proyecto'!$E$18","v":1.7100000000000001E-2}]
["2014-02-02T16:00:03.910","16:00:00",785,1.5900000000000002E-4,{"$f":"D834*'2.Proyecto'!$E$18","v":7.9500000000000005E-3}]
["2014-02-02T17:00:03.915","17:00:00",786,7.9999999999999996E-6,{"$f":"D835*'2.Proyecto'!$E$18","v":3.9999999999999996E-4}]
["2014-02-02T18:00:03.920","18:00:00",787,0,{"$f":"D836*'2.Proyecto'!$E$18","v":0}]
["2014-02-02T19:00:03.925","19:00:00",788,0,{"$f":"D837*'2.Proyecto'!$E$18","v":0}]
["2014-02-02T20:00:03.930","20:00:00",789,0,{"$f":"D838*'2.Proyecto'!$E$18","v":0}]
["2014-02-02T21:00:03.935","21:00:00",790,0,{"$f":"D839*'2.Proyecto'!$E$18","v":0}]
["2014-02-02T22:00:03.940","22:00:00",791,0,{"$f":"D840*'2.Proyecto'!$E$18","v":0}]
["2014-02-02T23:00:03.945","23:00:00",792,0,{"$f":"D841*'2.Proyecto'!$E$18","v":0}]
["2014-02-03T00:00:03.950","00:00:00",793,0,{"$f":"D842*'2.Proyecto'!$E$18","v":0}]
["2014-02-03T01:00:03.955","01:00:00",794,0,{"$f":"D843*'2.Proyecto'!$E$18","v":0}]
["2014-02-03T02:00:03.960","02:00:00",795,0,{"$f":"D844*'2.Proyecto'!$E$18","v":0}]
["2014-02-03T03:00:03.965","03:00:00",796,0,{"$f":"D845*'2.Proyecto'!$E$18","v":0}]
["2014-02-03T04:00:03.970","04:00:00",797,0,{"$f":"D846*'2.Proyecto'!$E$18","v":0}]
["2014-02-03T05:00:03.975","05:00:00",798,0,{"$f":"D847*'2.Proyecto'!$E$18","v":0}]
["2014-02-03T06:00:03.980","06:00:00",799,1.4E-5,{"$f":"D848*'2.Proyecto'!$E$18","v":6.9999999999999999E-4}]
["2014-02-03T07:00:03.985","07:00:00",800,2.31E-4,{"$f":"D849*'2.Proyecto'!$E$18","v":1.155E-2}]
["2014-02-03T08:00:03.990","08:00:00",801,4.2400000000000001E-4,{"$f":"D850*'2.Proyecto'!$E$18","v":2.12E-2}]
["2014-02-03T09:00:03.995","09:00:00",802,5.6299999999999992E-4,{"$f":"D851*'2.Proyecto'!$E$18","v":2.8149999999999994E-2}]
["2014-02-03T10:00:04","10:00:00",803,6.5400000000000007E-4,{"$f":"D852*'2.Proyecto'!$E$18","v":3.2700000000000007E-2}]
["2014-02-03T11:00:04.005","11:00:00",804,6.8899999999999994E-4,{"$f":"D853*'2.Proyecto'!$E$18","v":3.4449999999999995E-2}]
["2014-02-03T12:00:04.010","12:00:00",805,6.6500000000000001E-4,{"$f":"D854*'2.Proyecto'!$E$18","v":3.3250000000000002E-2}]
["2014-02-03T13:00:04.015","13:00:00",806,5.71E-4,{"$f":"D855*'2.Proyecto'!$E$18","v":2.8549999999999999E-2}]
["2014-02-03T14:00:04.020","14:00:00",807,3.3E-4,{"$f":"D856*'2.Proyecto'!$E$18","v":1.6500000000000001E-2}]
["2014-02-03T15:00:04.025","15:00:00",808,2.63E-4,{"$f":"D857*'2.Proyecto'!$E$18","v":1.315E-2}]
["2014-02-03T16:00:04.030","16:00:00",809,1.0899999999999999E-4,{"$f":"D858*'2.Proyecto'!$E$18","v":5.45E-3}]
["2014-02-03T17:00:04.035","17:00:00",810,6.0000000000000002E-6,{"$f":"D859*'2.Proyecto'!$E$18","v":3.0000000000000003E-4}]
["2014-02-03T18:00:04.040","18:00:00",811,0,{"$f":"D860*'2.Proyecto'!$E$18","v":0}]
["2014-02-03T19:00:04.045","19:00:00",812,0,{"$f":"D861*'2.Proyecto'!$E$18","v":0}]
["2014-02-03T20:00:04.050","20:00:00",813,0,{"$f":"D862*'2.Proyecto'!$E$18","v":0}]
["2014-02-03T21:00:04.055","21:00:00",814,0,{"$f":"D863*'2.Proyecto'!$E$18","v":0}]
["2014-02-03T22:00:04.060","22:00:00",815,0,{"$f":"D864*'2.Proyecto'!$E$18","v":0}]
["2014-02-03T23:00:04.065","23:00:00",816,0,{"$f":"D865*'2.Proyecto'!$E$18","v":0}]
["2014-02-04T00:00:04.070","00:00:00",817,0,{"$f":"D866*'2.Proyecto'!$E$18","v":0}]
["2014-02-04T01:00:04.075","01:00:00",818,0,{"$f":"D867*'2.Proyecto'!$E$18","v":0}]
["2014-02-04T02:00:04.080","02:00:00",819,0,{"$f":"D868*'2.Proyecto'!$E$18","v":0}]
["2014-02-04T03:00:04.085","03:00:00",820,0,{"$f":"D869*'2.Proyecto'!$E$18","v":0}]
["2014-02-04T04:00:04.090","04:00:00",821,0,{"$f":"D870*'2.Proyecto'!$E$18","v":0}]
["2014-02-04T05:00:04.095","05:00:00",822,0,{"$f":"D871*'2.Proyecto'!$E$18","v":0}]
["2014-02-04T06:00:04.100","06:00:00",823,1.4999999999999999E-5,{"$f":"D872*'2.Proyecto'!$E$18","v":7.4999999999999991E-4}]
["2014-02-04T07:00:04.105","07:00:00",824,2.3599999999999999E-4,{"$f":"D873*'2.Proyecto'!$E$18","v":1.18E-2}]
["2014-02-04T08:00:04.110","08:00:00",825,4.28E-4,{"$f":"D874*'2.Proyecto'!$E$18","v":2.1399999999999999E-2}]
["2014-02-04T09:00:04.115","09:00:00",826,5.6499999999999996E-4,{"$f":"D875*'2.Proyecto'!$E$18","v":2.8249999999999997E-2}]
["2014-02-04T10:00:04.120","10:00:00",827,6.5400000000000007E-4,{"$f":"D876*'2.Proyecto'!$E$18","v":3.2700000000000007E-2}]
["2014-02-04T11:00:04.125","11:00:00",828,6.9399999999999996E-4,{"$f":"D877*'2.Proyecto'!$E$18","v":3.4699999999999995E-2}]
["2014-02-04T12:00:04.130","12:00:00",829,6.8000000000000005E-4,{"$f":"D878*'2.Proyecto'!$E$18","v":3.4000000000000002E-2}]
["2014-02-04T13:00:04.135","13:00:00",830,6.1799999999999995E-4,{"$f":"D879*'2.Proyecto'!$E$18","v":3.0899999999999997E-2}]
["2014-02-04T14:00:04.140","14:00:00",831,4.9600000000000002E-4,{"$f":"D880*'2.Proyecto'!$E$18","v":2.4800000000000003E-2}]
["2014-02-04T15:00:04.145","15:00:00",832,2.8599999999999996E-4,{"$f":"D881*'2.Proyecto'!$E$18","v":1.4299999999999998E-2}]
["2014-02-04T16:00:04.150","16:00:00",833,1.27E-4,{"$f":"D882*'2.Proyecto'!$E$18","v":6.3499999999999997E-3}]
["2014-02-04T17:00:04.155","17:00:00",834,6.0000000000000002E-6,{"$f":"D883*'2.Proyecto'!$E$18","v":3.0000000000000003E-4}]
["2014-02-04T18:00:04.160","18:00:00",835,0,{"$f":"D884*'2.Proyecto'!$E$18","v":0}]
["2014-02-04T19:00:04.165","19:00:00",836,0,{"$f":"D885*'2.Proyecto'!$E$18","v":0}]
["2014-02-04T20:00:04.170","20:00:00",837,0,{"$f":"D886*'2.Proyecto'!$E$18","v":0}]
["2014-02-04T21:00:04.175","21:00:00",838,0,{"$f":"D887*'2.Proyecto'!$E$18","v":0}]
["2014-02-04T22:00:04.180","22:00:00",839,0,{"$f":"D888*'2.Proyecto'!$E$18","v":0}]
["2014-02-04T23:00:04.185","23:00:00",840,0,{"$f":"D889*'2.Proyecto'!$E$18","v":0}]
["2014-02-05T00:00:04.190","00:00:00",841,0,{"$f":"D890*'2.Proyecto'!$E$18","v":0}]
["2014-02-05T01:00:04.195","01:00:00",842,0,{"$f":"D891*'2.Proyecto'!$E$18","v":0}]
["2014-02-05T02:00:04.200","02:00:00",843,0,{"$f":"D892*'2.Proyecto'!$E$18","v":0}]
["2014-02-05T03:00:04.205","03:00:00",844,0,{"$f":"D893*'2.Proyecto'!$E$18","v":0}]
["2014-02-05T04:00:04.210","04:00:00",845,0,{"$f":"D894*'2.Proyecto'!$E$18","v":0}]
["2014-02-05T05:00:04.215","05:00:00",846,0,{"$f":"D895*'2.Proyecto'!$E$18","v":0}]
["2014-02-05T06:00:04.220","06:00:00",847,1.4999999999999999E-5,{"$f":"D896*'2.Proyecto'!$E$18","v":7.4999999999999991E-4}]
["2014-02-05T07:00:04.225","07:00:00",848,2.22E-4,{"$f":"D897*'2.Proyecto'!$E$18","v":1.11E-2}]
["2014-02-05T08:00:04.230","08:00:00",849,4.0300000000000004E-4,{"$f":"D898*'2.Proyecto'!$E$18","v":2.0150000000000001E-2}]
["2014-02-05T09:00:04.235","09:00:00",850,5.5500000000000005E-4,{"$f":"D899*'2.Proyecto'!$E$18","v":2.7750000000000004E-2}]
["2014-02-05T10:00:04.240","10:00:00",851,6.5600000000000001E-4,{"$f":"D900*'2.Proyecto'!$E$18","v":3.2800000000000003E-2}]
["2014-02-05T11:00:04.245","11:00:00",852,6.9499999999999998E-4,{"$f":"D901*'2.Proyecto'!$E$18","v":3.4749999999999996E-2}]
["2014-02-05T12:00:04.250","12:00:00",853,6.7600000000000006E-4,{"$f":"D902*'2.Proyecto'!$E$18","v":3.3800000000000004E-2}]
["2014-02-05T13:00:04.255","13:00:00",854,6.1200000000000002E-4,{"$f":"D903*'2.Proyecto'!$E$18","v":3.0600000000000002E-2}]
["2014-02-05T14:00:04.260","14:00:00",855,4.8699999999999997E-4,{"$f":"D904*'2.Proyecto'!$E$18","v":2.4349999999999997E-2}]
["2014-02-05T15:00:04.265","15:00:00",856,3.01E-4,{"$f":"D905*'2.Proyecto'!$E$18","v":1.5049999999999999E-2}]
["2014-02-05T16:00:04.270","16:00:00",857,1.06E-4,{"$f":"D906*'2.Proyecto'!$E$18","v":5.3E-3}]
["2014-02-05T17:00:04.275","17:00:00",858,3.9999999999999998E-6,{"$f":"D907*'2.Proyecto'!$E$18","v":1.9999999999999998E-4}]
["2014-02-05T18:00:04.280","18:00:00",859,0,{"$f":"D908*'2.Proyecto'!$E$18","v":0}]
["2014-02-05T19:00:04.285","19:00:00",860,0,{"$f":"D909*'2.Proyecto'!$E$18","v":0}]
["2014-02-05T20:00:04.290","20:00:00",861,0,{"$f":"D910*'2.Proyecto'!$E$18","v":0}]
["2014-02-05T21:00:04.295","21:00:00",862,0,{"$f":"D911*'2.Proyecto'!$E$18","v":0}]
["2014-02-05T22:00:04.300","22:00:00",863,0,{"$f":"D912*'2.Proyecto'!$E$18","v":0}]
["2014-02-05T23:00:04.305","23:00:00",864,0,{"$f":"D913*'2.Proyecto'!$E$18","v":0}]
["2014-02-06T00:00:04.310","00:00:00",865,0,{"$f":"D914*'2.Proyecto'!$E$18","v":0}]
["2014-02-06T01:00:04.315","01:00:00",866,0,{"$f":"D915*'2.Proyecto'!$E$18","v":0}]
["2014-02-06T02:00:04.320","02:00:00",867,0,{"$f":"D916*'2.Proyecto'!$E$18","v":0}]
["2014-02-06T03:00:04.325","03:00:00",868,0,{"$f":"D917*'2.Proyecto'!$E$18","v":0}]
["2014-02-06T04:00:04.330","04:00:00",869,0,{"$f":"D918*'2.Proyecto'!$E$18","v":0}]
["2014-02-06T05:00:04.335","05:00:00",870,0,{"$f":"D919*'2.Proyecto'!$E$18","v":0}]
["2014-02-06T06:00:04.340","06:00:00",871,1.5999999999999999E-5,{"$f":"D920*'2.Proyecto'!$E$18","v":7.9999999999999993E-4}]
["2014-02-06T07:00:04.345","07:00:00",872,2.3000000000000001E-4,{"$f":"D921*'2.Proyecto'!$E$18","v":1.15E-2}]
["2014-02-06T08:00:04.350","08:00:00",873,4.2400000000000001E-4,{"$f":"D922*'2.Proyecto'!$E$18","v":2.12E-2}]
["2014-02-06T09:00:04.355","09:00:00",874,5.6499999999999996E-4,{"$f":"D923*'2.Proyecto'!$E$18","v":2.8249999999999997E-2}]
["2014-02-06T10:00:04.360","10:00:00",875,6.5499999999999998E-4,{"$f":"D924*'2.Proyecto'!$E$18","v":3.2750000000000001E-2}]
["2014-02-06T11:00:04.365","11:00:00",876,6.9699999999999992E-4,{"$f":"D925*'2.Proyecto'!$E$18","v":3.4849999999999999E-2}]
["2014-02-06T12:00:04.370","12:00:00",877,6.9199999999999991E-4,{"$f":"D926*'2.Proyecto'!$E$18","v":3.4599999999999992E-2}]
["2014-02-06T13:00:04.375","13:00:00",878,6.3400000000000001E-4,{"$f":"D927*'2.Proyecto'!$E$18","v":3.1699999999999999E-2}]
["2014-02-06T14:00:04.380","14:00:00",879,5.0500000000000002E-4,{"$f":"D928*'2.Proyecto'!$E$18","v":2.5250000000000002E-2}]
["2014-02-06T15:00:04.385","15:00:00",880,3.3800000000000003E-4,{"$f":"D929*'2.Proyecto'!$E$18","v":1.6900000000000002E-2}]
["2014-02-06T16:00:04.390","16:00:00",881,1.16E-4,{"$f":"D930*'2.Proyecto'!$E$18","v":5.7999999999999996E-3}]
["2014-02-06T17:00:04.395","17:00:00",882,6.0000000000000002E-6,{"$f":"D931*'2.Proyecto'!$E$18","v":3.0000000000000003E-4}]
["2014-02-06T18:00:04.400","18:00:00",883,0,{"$f":"D932*'2.Proyecto'!$E$18","v":0}]
["2014-02-06T19:00:04.405","19:00:00",884,0,{"$f":"D933*'2.Proyecto'!$E$18","v":0}]
["2014-02-06T20:00:04.410","20:00:00",885,0,{"$f":"D934*'2.Proyecto'!$E$18","v":0}]
["2014-02-06T21:00:04.415","21:00:00",886,0,{"$f":"D935*'2.Proyecto'!$E$18","v":0}]
["2014-02-06T22:00:04.420","22:00:00",887,0,{"$f":"D936*'2.Proyecto'!$E$18","v":0}]
["2014-02-06T23:00:04.425","23:00:00",888,0,{"$f":"D937*'2.Proyecto'!$E$18","v":0}]
["2014-02-07T00:00:04.430","00:00:00",889,0,{"$f":"D938*'2.Proyecto'!$E$18","v":0}]
["2014-02-07T01:00:04.435","01:00:00",890,0,{"$f":"D939*'2.Proyecto'!$E$18","v":0}]
["2014-02-07T02:00:04.440","02:00:00",891,0,{"$f":"D940*'2.Proyecto'!$E$18","v":0}]
["2014-02-07T03:00:04.445","03:00:00",892,0,{"$f":"D941*'2.Proyecto'!$E$18","v":0}]
["2014-02-07T04:00:04.450","04:00:00",893,0,{"$f":"D942*'2.Proyecto'!$E$18","v":0}]
["2014-02-07T05:00:04.455","05:00:00",894,0,{"$f":"D943*'2.Proyecto'!$E$18","v":0}]
["2014-02-07T06:00:04.460","06:00:00",895,7.9999999999999996E-6,{"$f":"D944*'2.Proyecto'!$E$18","v":3.9999999999999996E-4}]
["2014-02-07T07:00:04.465","07:00:00",896,1.4000000000000001E-4,{"$f":"D945*'2.Proyecto'!$E$18","v":7.000000000000001E-3}]
["2014-02-07T08:00:04.470","08:00:00",897,3.3E-4,{"$f":"D946*'2.Proyecto'!$E$18","v":1.6500000000000001E-2}]
["2014-02-07T09:00:04.475","09:00:00",898,4.95E-4,{"$f":"D947*'2.Proyecto'!$E$18","v":2.4750000000000001E-2}]
["2014-02-07T10:00:04.480","10:00:00",899,6.3299999999999999E-4,{"$f":"D948*'2.Proyecto'!$E$18","v":3.1649999999999998E-2}]
["2014-02-07T11:00:04.485","11:00:00",900,6.9799999999999994E-4,{"$f":"D949*'2.Proyecto'!$E$18","v":3.49E-2}]
["2014-02-07T12:00:04.490","12:00:00",901,6.9399999999999996E-4,{"$f":"D950*'2.Proyecto'!$E$18","v":3.4699999999999995E-2}]
["2014-02-07T13:00:04.495","13:00:00",902,6.4300000000000002E-4,{"$f":"D951*'2.Proyecto'!$E$18","v":3.2149999999999998E-2}]
["2014-02-07T14:00:04.500","14:00:00",903,5.4100000000000003E-4,{"$f":"D952*'2.Proyecto'!$E$18","v":2.7050000000000001E-2}]
["2014-02-07T15:00:04.505","15:00:00",904,3.6899999999999997E-4,{"$f":"D953*'2.Proyecto'!$E$18","v":1.8449999999999998E-2}]
["2014-02-07T16:00:04.510","16:00:00",905,1.63E-4,{"$f":"D954*'2.Proyecto'!$E$18","v":8.150000000000001E-3}]
["2014-02-07T17:00:04.515","17:00:00",906,6.9999999999999999E-6,{"$f":"D955*'2.Proyecto'!$E$18","v":3.5E-4}]
["2014-02-07T18:00:04.520","18:00:00",907,0,{"$f":"D956*'2.Proyecto'!$E$18","v":0}]
["2014-02-07T19:00:04.525","19:00:00",908,0,{"$f":"D957*'2.Proyecto'!$E$18","v":0}]
["2014-02-07T20:00:04.530","20:00:00",909,0,{"$f":"D958*'2.Proyecto'!$E$18","v":0}]
["2014-02-07T21:00:04.535","21:00:00",910,0,{"$f":"D959*'2.Proyecto'!$E$18","v":0}]
["2014-02-07T22:00:04.540","22:00:00",911,0,{"$f":"D960*'2.Proyecto'!$E$18","v":0}]
["2014-02-07T23:00:04.545","23:00:00",912,0,{"$f":"D961*'2.Proyecto'!$E$18","v":0}]
["2014-02-08T00:00:04.550","00:00:00",913,0,{"$f":"D962*'2.Proyecto'!$E$18","v":0}]
["2014-02-08T01:00:04.555","01:00:00",914,0,{"$f":"D963*'2.Proyecto'!$E$18","v":0}]
["2014-02-08T02:00:04.560","02:00:00",915,0,{"$f":"D964*'2.Proyecto'!$E$18","v":0}]
["2014-02-08T03:00:04.565","03:00:00",916,0,{"$f":"D965*'2.Proyecto'!$E$18","v":0}]
["2014-02-08T04:00:04.570","04:00:00",917,0,{"$f":"D966*'2.Proyecto'!$E$18","v":0}]
["2014-02-08T05:00:04.575","05:00:00",918,0,{"$f":"D967*'2.Proyecto'!$E$18","v":0}]
["2014-02-08T06:00:04.580","06:00:00",919,1.7E-5,{"$f":"D968*'2.Proyecto'!$E$18","v":8.4999999999999995E-4}]
["2014-02-08T07:00:04.585","07:00:00",920,2.2800000000000001E-4,{"$f":"D969*'2.Proyecto'!$E$18","v":1.14E-2}]
["2014-02-08T08:00:04.590","08:00:00",921,4.1999999999999996E-4,{"$f":"D970*'2.Proyecto'!$E$18","v":2.0999999999999998E-2}]
["2014-02-08T09:00:04.595","09:00:00",922,5.4200000000000006E-4,{"$f":"D971*'2.Proyecto'!$E$18","v":2.7100000000000003E-2}]
["2014-02-08T10:00:04.600","10:00:00",923,5.8599999999999993E-4,{"$f":"D972*'2.Proyecto'!$E$18","v":2.9299999999999996E-2}]
["2014-02-08T11:00:04.605","11:00:00",924,5.8999999999999992E-4,{"$f":"D973*'2.Proyecto'!$E$18","v":2.9499999999999995E-2}]
["2014-02-08T12:00:04.610","12:00:00",925,5.44E-4,{"$f":"D974*'2.Proyecto'!$E$18","v":2.7199999999999998E-2}]
["2014-02-08T13:00:04.615","13:00:00",926,5.5100000000000006E-4,{"$f":"D975*'2.Proyecto'!$E$18","v":2.7550000000000002E-2}]
["2014-02-08T14:00:04.620","14:00:00",927,4.8499999999999997E-4,{"$f":"D976*'2.Proyecto'!$E$18","v":2.4249999999999997E-2}]
["2014-02-08T15:00:04.625","15:00:00",928,3.1599999999999998E-4,{"$f":"D977*'2.Proyecto'!$E$18","v":1.5799999999999998E-2}]
["2014-02-08T16:00:04.630","16:00:00",929,1.6800000000000002E-4,{"$f":"D978*'2.Proyecto'!$E$18","v":8.4000000000000012E-3}]
["2014-02-08T17:00:04.635","17:00:00",930,1.2999999999999999E-5,{"$f":"D979*'2.Proyecto'!$E$18","v":6.4999999999999997E-4}]
["2014-02-08T18:00:04.640","18:00:00",931,0,{"$f":"D980*'2.Proyecto'!$E$18","v":0}]
["2014-02-08T19:00:04.645","19:00:00",932,0,{"$f":"D981*'2.Proyecto'!$E$18","v":0}]
["2014-02-08T20:00:04.650","20:00:00",933,0,{"$f":"D982*'2.Proyecto'!$E$18","v":0}]
["2014-02-08T21:00:04.655","21:00:00",934,0,{"$f":"D983*'2.Proyecto'!$E$18","v":0}]
["2014-02-08T22:00:04.660","22:00:00",935,0,{"$f":"D984*'2.Proyecto'!$E$18","v":0}]
["2014-02-08T23:00:04.665","23:00:00",936,0,{"$f":"D985*'2.Proyecto'!$E$18","v":0}]
["2014-02-09T00:00:04.670","00:00:00",937,0,{"$f":"D986*'2.Proyecto'!$E$18","v":0}]
["2014-02-09T01:00:04.675","01:00:00",938,0,{"$f":"D987*'2.Proyecto'!$E$18","v":0}]
["2014-02-09T02:00:04.680","02:00:00",939,0,{"$f":"D988*'2.Proyecto'!$E$18","v":0}]
["2014-02-09T03:00:04.685","03:00:00",940,0,{"$f":"D989*'2.Proyecto'!$E$18","v":0}]
["2014-02-09T04:00:04.690","04:00:00",941,0,{"$f":"D990*'2.Proyecto'!$E$18","v":0}]
["2014-02-09T05:00:04.695","05:00:00",942,0,{"$f":"D991*'2.Proyecto'!$E$18","v":0}]
["2014-02-09T06:00:04.700","06:00:00",943,1.9000000000000001E-5,{"$f":"D992*'2.Proyecto'!$E$18","v":9.5000000000000011E-4}]
["2014-02-09T07:00:04.705","07:00:00",944,2.42E-4,{"$f":"D993*'2.Proyecto'!$E$18","v":1.21E-2}]
["2014-02-09T08:00:04.710","08:00:00",945,4.35E-4,{"$f":"D994*'2.Proyecto'!$E$18","v":2.1749999999999999E-2}]
["2014-02-09T09:00:04.715","09:00:00",946,5.7499999999999999E-4,{"$f":"D995*'2.Proyecto'!$E$18","v":2.8749999999999998E-2}]
["2014-02-09T10:00:04.720","10:00:00",947,6.6500000000000001E-4,{"$f":"D996*'2.Proyecto'!$E$18","v":3.3250000000000002E-2}]
["2014-02-09T11:00:04.725","11:00:00",948,7.0699999999999995E-4,{"$f":"D997*'2.Proyecto'!$E$18","v":3.5349999999999999E-2}]
["2014-02-09T12:00:04.730","12:00:00",949,6.9999999999999999E-4,{"$f":"D998*'2.Proyecto'!$E$18","v":3.4999999999999996E-2}]
["2014-02-09T13:00:04.735","13:00:00",950,6.4700000000000001E-4,{"$f":"D999*'2.Proyecto'!$E$18","v":3.2350000000000004E-2}]
["2014-02-09T14:00:04.740","14:00:00",951,5.4300000000000008E-4,{"$f":"D1000*'2.Proyecto'!$E$18","v":2.7150000000000004E-2}]
["2014-02-09T15:00:04.745","15:00:00",952,3.6999999999999999E-4,{"$f":"D1001*'2.Proyecto'!$E$18","v":1.8499999999999999E-2}]
["2014-02-09T16:00:04.750","16:00:00",953,1.7199999999999998E-4,{"$f":"D1002*'2.Proyecto'!$E$18","v":8.5999999999999983E-3}]
["2014-02-09T17:00:04.755","17:00:00",954,1.4E-5,{"$f":"D1003*'2.Proyecto'!$E$18","v":6.9999999999999999E-4}]
["2014-02-09T18:00:04.760","18:00:00",955,0,{"$f":"D1004*'2.Proyecto'!$E$18","v":0}]
["2014-02-09T19:00:04.765","19:00:00",956,0,{"$f":"D1005*'2.Proyecto'!$E$18","v":0}]
["2014-02-09T20:00:04.770","20:00:00",957,0,{"$f":"D1006*'2.Proyecto'!$E$18","v":0}]
["2014-02-09T21:00:04.775","21:00:00",958,0,{"$f":"D1007*'2.Proyecto'!$E$18","v":0}]
["2014-02-09T22:00:04.780","22:00:00",959,0,{"$f":"D1008*'2.Proyecto'!$E$18","v":0}]
["2014-02-09T23:00:04.785","23:00:00",960,0,{"$f":"D1009*'2.Proyecto'!$E$18","v":0}]
["2014-02-10T00:00:04.790","00:00:00",961,0,{"$f":"D1010*'2.Proyecto'!$E$18","v":0}]
["2014-02-10T01:00:04.795","01:00:00",962,0,{"$f":"D1011*'2.Proyecto'!$E$18","v":0}]
["2014-02-10T02:00:04.800","02:00:00",963,0,{"$f":"D1012*'2.Proyecto'!$E$18","v":0}]
["2014-02-10T03:00:04.805","03:00:00",964,0,{"$f":"D1013*'2.Proyecto'!$E$18","v":0}]
["2014-02-10T04:00:04.810","04:00:00",965,0,{"$f":"D1014*'2.Proyecto'!$E$18","v":0}]
["2014-02-10T05:00:04.815","05:00:00",966,0,{"$f":"D1015*'2.Proyecto'!$E$18","v":0}]
["2014-02-10T06:00:04.820","06:00:00",967,2.1000000000000002E-5,{"$f":"D1016*'2.Proyecto'!$E$18","v":1.0500000000000002E-3}]
["2014-02-10T07:00:04.825","07:00:00",968,2.4899999999999998E-4,{"$f":"D1017*'2.Proyecto'!$E$18","v":1.2449999999999999E-2}]
["2014-02-10T08:00:04.830","08:00:00",969,4.4299999999999998E-4,{"$f":"D1018*'2.Proyecto'!$E$18","v":2.215E-2}]
["2014-02-10T09:00:04.835","09:00:00",970,5.8399999999999999E-4,{"$f":"D1019*'2.Proyecto'!$E$18","v":2.92E-2}]
["2014-02-10T10:00:04.840","10:00:00",971,6.730000000000001E-4,{"$f":"D1020*'2.Proyecto'!$E$18","v":3.3650000000000006E-2}]
["2014-02-10T11:00:04.845","11:00:00",972,7.0999999999999991E-4,{"$f":"D1021*'2.Proyecto'!$E$18","v":3.5499999999999997E-2}]
["2014-02-10T12:00:04.850","12:00:00",973,7.0399999999999998E-4,{"$f":"D1022*'2.Proyecto'!$E$18","v":3.5200000000000002E-2}]
["2014-02-10T13:00:04.855","13:00:00",974,6.5300000000000004E-4,{"$f":"D1023*'2.Proyecto'!$E$18","v":3.2650000000000005E-2}]
["2014-02-10T14:00:04.860","14:00:00",975,5.4900000000000001E-4,{"$f":"D1024*'2.Proyecto'!$E$18","v":2.7450000000000002E-2}]
["2014-02-10T15:00:04.865","15:00:00",976,3.9200000000000004E-4,{"$f":"D1025*'2.Proyecto'!$E$18","v":1.9600000000000003E-2}]
["2014-02-10T16:00:04.870","16:00:00",977,1.7899999999999999E-4,{"$f":"D1026*'2.Proyecto'!$E$18","v":8.9499999999999996E-3}]
["2014-02-10T17:00:04.875","17:00:00",978,1.4E-5,{"$f":"D1027*'2.Proyecto'!$E$18","v":6.9999999999999999E-4}]
["2014-02-10T18:00:04.880","18:00:00",979,0,{"$f":"D1028*'2.Proyecto'!$E$18","v":0}]
["2014-02-10T19:00:04.885","19:00:00",980,0,{"$f":"D1029*'2.Proyecto'!$E$18","v":0}]
["2014-02-10T20:00:04.890","20:00:00",981,0,{"$f":"D1030*'2.Proyecto'!$E$18","v":0}]
["2014-02-10T21:00:04.895","21:00:00",982,0,{"$f":"D1031*'2.Proyecto'!$E$18","v":0}]
["2014-02-10T22:00:04.900","22:00:00",983,0,{"$f":"D1032*'2.Proyecto'!$E$18","v":0}]
["2014-02-10T23:00:04.905","23:00:00",984,0,{"$f":"D1033*'2.Proyecto'!$E$18","v":0}]
["2014-02-11T00:00:04.910","00:00:00",985,0,{"$f":"D1034*'2.Proyecto'!$E$18","v":0}]
["2014-02-11T01:00:04.915","01:00:00",986,0,{"$f":"D1035*'2.Proyecto'!$E$18","v":0}]
["2014-02-11T02:00:04.920","02:00:00",987,0,{"$f":"D1036*'2.Proyecto'!$E$18","v":0}]
["2014-02-11T03:00:04.925","03:00:00",988,0,{"$f":"D1037*'2.Proyecto'!$E$18","v":0}]
["2014-02-11T04:00:04.930","04:00:00",989,0,{"$f":"D1038*'2.Proyecto'!$E$18","v":0}]
["2014-02-11T05:00:04.935","05:00:00",990,0,{"$f":"D1039*'2.Proyecto'!$E$18","v":0}]
["2014-02-11T06:00:04.940","06:00:00",991,1.9000000000000001E-5,{"$f":"D1040*'2.Proyecto'!$E$18","v":9.5000000000000011E-4}]
["2014-02-11T07:00:04.945","07:00:00",992,2.3499999999999999E-4,{"$f":"D1041*'2.Proyecto'!$E$18","v":1.175E-2}]
["2014-02-11T08:00:04.950","08:00:00",993,4.28E-4,{"$f":"D1042*'2.Proyecto'!$E$18","v":2.1399999999999999E-2}]
["2014-02-11T09:00:04.955","09:00:00",994,5.6999999999999998E-4,{"$f":"D1043*'2.Proyecto'!$E$18","v":2.8499999999999998E-2}]
["2014-02-11T10:00:04.960","10:00:00",995,6.5900000000000008E-4,{"$f":"D1044*'2.Proyecto'!$E$18","v":3.2950000000000007E-2}]
["2014-02-11T11:00:04.965","11:00:00",996,6.9899999999999997E-4,{"$f":"D1045*'2.Proyecto'!$E$18","v":3.4949999999999995E-2}]
["2014-02-11T12:00:04.970","12:00:00",997,6.8999999999999997E-4,{"$f":"D1046*'2.Proyecto'!$E$18","v":3.4499999999999996E-2}]
["2014-02-11T13:00:04.975","13:00:00",998,6.2100000000000002E-4,{"$f":"D1047*'2.Proyecto'!$E$18","v":3.1050000000000001E-2}]
["2014-02-11T14:00:04.980","14:00:00",999,5.13E-4,{"$f":"D1048*'2.Proyecto'!$E$18","v":2.5649999999999999E-2}]
["2014-02-11T15:00:04.985","15:00:00",1000,3.5999999999999997E-4,{"$f":"D1049*'2.Proyecto'!$E$18","v":1.7999999999999999E-2}]
["2014-02-11T16:00:04.990","16:00:00",1001,1.4199999999999998E-4,{"$f":"D1050*'2.Proyecto'!$E$18","v":7.0999999999999987E-3}]
["2014-02-11T17:00:04.995","17:00:00",1002,1.0000000000000001E-5,{"$f":"D1051*'2.Proyecto'!$E$18","v":5.0000000000000001E-4}]
["2014-02-11T18:00:05","18:00:00",1003,0,{"$f":"D1052*'2.Proyecto'!$E$18","v":0}]
["2014-02-11T19:00:05.005","19:00:00",1004,0,{"$f":"D1053*'2.Proyecto'!$E$18","v":0}]
["2014-02-11T20:00:05.010","20:00:00",1005,0,{"$f":"D1054*'2.Proyecto'!$E$18","v":0}]
["2014-02-11T21:00:05.015","21:00:00",1006,0,{"$f":"D1055*'2.Proyecto'!$E$18","v":0}]
["2014-02-11T22:00:05.020","22:00:00",1007,0,{"$f":"D1056*'2.Proyecto'!$E$18","v":0}]
["2014-02-11T23:00:05.025","23:00:00",1008,0,{"$f":"D1057*'2.Proyecto'!$E$18","v":0}]
["2014-02-12T00:00:05.030","00:00:00",1009,0,{"$f":"D1058*'2.Proyecto'!$E$18","v":0}]
["2014-02-12T01:00:05.035","01:00:00",1010,0,{"$f":"D1059*'2.Proyecto'!$E$18","v":0}]
["2014-02-12T02:00:05.040","02:00:00",1011,0,{"$f":"D1060*'2.Proyecto'!$E$18","v":0}]
["2014-02-12T03:00:05.045","03:00:00",1012,0,{"$f":"D1061*'2.Proyecto'!$E$18","v":0}]
["2014-02-12T04:00:05.050","04:00:00",1013,0,{"$f":"D1062*'2.Proyecto'!$E$18","v":0}]
["2014-02-12T05:00:05.055","05:00:00",1014,0,{"$f":"D1063*'2.Proyecto'!$E$18","v":0}]
["2014-02-12T06:00:05.060","06:00:00",1015,1.5999999999999999E-5,{"$f":"D1064*'2.Proyecto'!$E$18","v":7.9999999999999993E-4}]
["2014-02-12T07:00:05.065","07:00:00",1016,2.23E-4,{"$f":"D1065*'2.Proyecto'!$E$18","v":1.115E-2}]
["2014-02-12T08:00:05.070","08:00:00",1017,4.1299999999999996E-4,{"$f":"D1066*'2.Proyecto'!$E$18","v":2.0649999999999998E-2}]
["2014-02-12T09:00:05.075","09:00:00",1018,5.44E-4,{"$f":"D1067*'2.Proyecto'!$E$18","v":2.7199999999999998E-2}]
["2014-02-12T10:00:05.080","10:00:00",1019,6.2600000000000004E-4,{"$f":"D1068*'2.Proyecto'!$E$18","v":3.1300000000000001E-2}]
["2014-02-12T11:00:05.085","11:00:00",1020,6.6800000000000008E-4,{"$f":"D1069*'2.Proyecto'!$E$18","v":3.3400000000000006E-2}]
["2014-02-12T12:00:05.090","12:00:00",1021,6.6100000000000002E-4,{"$f":"D1070*'2.Proyecto'!$E$18","v":3.3050000000000003E-2}]
["2014-02-12T13:00:05.095","13:00:00",1022,6.0800000000000003E-4,{"$f":"D1071*'2.Proyecto'!$E$18","v":3.0400000000000003E-2}]
["2014-02-12T14:00:05.100","14:00:00",1023,5.1800000000000001E-4,{"$f":"D1072*'2.Proyecto'!$E$18","v":2.5899999999999999E-2}]
["2014-02-12T15:00:05.105","15:00:00",1024,3.6899999999999997E-4,{"$f":"D1073*'2.Proyecto'!$E$18","v":1.8449999999999998E-2}]
["2014-02-12T16:00:05.110","16:00:00",1025,1.6100000000000001E-4,{"$f":"D1074*'2.Proyecto'!$E$18","v":8.0499999999999999E-3}]
["2014-02-12T17:00:05.115","17:00:00",1026,1.4999999999999999E-5,{"$f":"D1075*'2.Proyecto'!$E$18","v":7.4999999999999991E-4}]
["2014-02-12T18:00:05.120","18:00:00",1027,0,{"$f":"D1076*'2.Proyecto'!$E$18","v":0}]
["2014-02-12T19:00:05.125","19:00:00",1028,0,{"$f":"D1077*'2.Proyecto'!$E$18","v":0}]
["2014-02-12T20:00:05.130","20:00:00",1029,0,{"$f":"D1078*'2.Proyecto'!$E$18","v":0}]
["2014-02-12T21:00:05.135","21:00:00",1030,0,{"$f":"D1079*'2.Proyecto'!$E$18","v":0}]
["2014-02-12T22:00:05.140","22:00:00",1031,0,{"$f":"D1080*'2.Proyecto'!$E$18","v":0}]
["2014-02-12T23:00:05.145","23:00:00",1032,0,{"$f":"D1081*'2.Proyecto'!$E$18","v":0}]
["2014-02-13T00:00:05.150","00:00:00",1033,0,{"$f":"D1082*'2.Proyecto'!$E$18","v":0}]
["2014-02-13T01:00:05.155","01:00:00",1034,0,{"$f":"D1083*'2.Proyecto'!$E$18","v":0}]
["2014-02-13T02:00:05.160","02:00:00",1035,0,{"$f":"D1084*'2.Proyecto'!$E$18","v":0}]
["2014-02-13T03:00:05.165","03:00:00",1036,0,{"$f":"D1085*'2.Proyecto'!$E$18","v":0}]
["2014-02-13T04:00:05.170","04:00:00",1037,0,{"$f":"D1086*'2.Proyecto'!$E$18","v":0}]
["2014-02-13T05:00:05.175","05:00:00",1038,0,{"$f":"D1087*'2.Proyecto'!$E$18","v":0}]
["2014-02-13T06:00:05.180","06:00:00",1039,7.9999999999999996E-6,{"$f":"D1088*'2.Proyecto'!$E$18","v":3.9999999999999996E-4}]
["2014-02-13T07:00:05.185","07:00:00",1040,1.2300000000000001E-4,{"$f":"D1089*'2.Proyecto'!$E$18","v":6.1500000000000001E-3}]
["2014-02-13T08:00:05.190","08:00:00",1041,2.6900000000000003E-4,{"$f":"D1090*'2.Proyecto'!$E$18","v":1.3450000000000002E-2}]
["2014-02-13T09:00:05.195","09:00:00",1042,3.7100000000000002E-4,{"$f":"D1091*'2.Proyecto'!$E$18","v":1.8550000000000001E-2}]
["2014-02-13T10:00:05.200","10:00:00",1043,4.6800000000000005E-4,{"$f":"D1092*'2.Proyecto'!$E$18","v":2.3400000000000001E-2}]
["2014-02-13T11:00:05.205","11:00:00",1044,5.0900000000000001E-4,{"$f":"D1093*'2.Proyecto'!$E$18","v":2.545E-2}]
["2014-02-13T12:00:05.210","12:00:00",1045,5.1900000000000004E-4,{"$f":"D1094*'2.Proyecto'!$E$18","v":2.5950000000000001E-2}]
["2014-02-13T13:00:05.215","13:00:00",1046,5.0600000000000005E-4,{"$f":"D1095*'2.Proyecto'!$E$18","v":2.5300000000000003E-2}]
["2014-02-13T14:00:05.220","14:00:00",1047,4.37E-4,{"$f":"D1096*'2.Proyecto'!$E$18","v":2.1850000000000001E-2}]
["2014-02-13T15:00:05.225","15:00:00",1048,3.2900000000000003E-4,{"$f":"D1097*'2.Proyecto'!$E$18","v":1.6450000000000003E-2}]
["2014-02-13T16:00:05.230","16:00:00",1049,1.7000000000000001E-4,{"$f":"D1098*'2.Proyecto'!$E$18","v":8.5000000000000006E-3}]
["2014-02-13T17:00:05.235","17:00:00",1050,1.4999999999999999E-5,{"$f":"D1099*'2.Proyecto'!$E$18","v":7.4999999999999991E-4}]
["2014-02-13T18:00:05.240","18:00:00",1051,0,{"$f":"D1100*'2.Proyecto'!$E$18","v":0}]
["2014-02-13T19:00:05.245","19:00:00",1052,0,{"$f":"D1101*'2.Proyecto'!$E$18","v":0}]
["2014-02-13T20:00:05.250","20:00:00",1053,0,{"$f":"D1102*'2.Proyecto'!$E$18","v":0}]
["2014-02-13T21:00:05.255","21:00:00",1054,0,{"$f":"D1103*'2.Proyecto'!$E$18","v":0}]
["2014-02-13T22:00:05.260","22:00:00",1055,0,{"$f":"D1104*'2.Proyecto'!$E$18","v":0}]
["2014-02-13T23:00:05.265","23:00:00",1056,0,{"$f":"D1105*'2.Proyecto'!$E$18","v":0}]
["2014-02-14T00:00:05.270","00:00:00",1057,0,{"$f":"D1106*'2.Proyecto'!$E$18","v":0}]
["2014-02-14T01:00:05.275","01:00:00",1058,0,{"$f":"D1107*'2.Proyecto'!$E$18","v":0}]
["2014-02-14T02:00:05.280","02:00:00",1059,0,{"$f":"D1108*'2.Proyecto'!$E$18","v":0}]
["2014-02-14T03:00:05.285","03:00:00",1060,0,{"$f":"D1109*'2.Proyecto'!$E$18","v":0}]
["2014-02-14T04:00:05.290","04:00:00",1061,0,{"$f":"D1110*'2.Proyecto'!$E$18","v":0}]
["2014-02-14T05:00:05.295","05:00:00",1062,0,{"$f":"D1111*'2.Proyecto'!$E$18","v":0}]
["2014-02-14T06:00:05.300","06:00:00",1063,2.8E-5,{"$f":"D1112*'2.Proyecto'!$E$18","v":1.4E-3}]
["2014-02-14T07:00:05.305","07:00:00",1064,2.7400000000000005E-4,{"$f":"D1113*'2.Proyecto'!$E$18","v":1.3700000000000002E-2}]
["2014-02-14T08:00:05.310","08:00:00",1065,4.7399999999999997E-4,{"$f":"D1114*'2.Proyecto'!$E$18","v":2.3699999999999999E-2}]
["2014-02-14T09:00:05.315","09:00:00",1066,6.1899999999999998E-4,{"$f":"D1115*'2.Proyecto'!$E$18","v":3.0949999999999998E-2}]
["2014-02-14T10:00:05.320","10:00:00",1067,7.0999999999999991E-4,{"$f":"D1116*'2.Proyecto'!$E$18","v":3.5499999999999997E-2}]
["2014-02-14T11:00:05.325","11:00:00",1068,7.5199999999999996E-4,{"$f":"D1117*'2.Proyecto'!$E$18","v":3.7599999999999995E-2}]
["2014-02-14T12:00:05.330","12:00:00",1069,7.45E-4,{"$f":"D1118*'2.Proyecto'!$E$18","v":3.7249999999999998E-2}]
["2014-02-14T13:00:05.335","13:00:00",1070,6.9299999999999993E-4,{"$f":"D1119*'2.Proyecto'!$E$18","v":3.4649999999999993E-2}]
["2014-02-14T14:00:05.340","14:00:00",1071,5.9199999999999997E-4,{"$f":"D1120*'2.Proyecto'!$E$18","v":2.9599999999999998E-2}]
["2014-02-14T15:00:05.345","15:00:00",1072,4.3599999999999997E-4,{"$f":"D1121*'2.Proyecto'!$E$18","v":2.18E-2}]
["2014-02-14T16:00:05.350","16:00:00",1073,2.2900000000000001E-4,{"$f":"D1122*'2.Proyecto'!$E$18","v":1.145E-2}]
["2014-02-14T17:00:05.355","17:00:00",1074,2.4000000000000001E-5,{"$f":"D1123*'2.Proyecto'!$E$18","v":1.2000000000000001E-3}]
["2014-02-14T18:00:05.360","18:00:00",1075,0,{"$f":"D1124*'2.Proyecto'!$E$18","v":0}]
["2014-02-14T19:00:05.365","19:00:00",1076,0,{"$f":"D1125*'2.Proyecto'!$E$18","v":0}]
["2014-02-14T20:00:05.370","20:00:00",1077,0,{"$f":"D1126*'2.Proyecto'!$E$18","v":0}]
["2014-02-14T21:00:05.375","21:00:00",1078,0,{"$f":"D1127*'2.Proyecto'!$E$18","v":0}]
["2014-02-14T22:00:05.380","22:00:00",1079,0,{"$f":"D1128*'2.Proyecto'!$E$18","v":0}]
["2014-02-14T23:00:05.385","23:00:00",1080,0,{"$f":"D1129*'2.Proyecto'!$E$18","v":0}]
["2014-02-15T00:00:05.390","00:00:00",1081,0,{"$f":"D1130*'2.Proyecto'!$E$18","v":0}]
["2014-02-15T01:00:05.395","01:00:00",1082,0,{"$f":"D1131*'2.Proyecto'!$E$18","v":0}]
["2014-02-15T02:00:05.400","02:00:00",1083,0,{"$f":"D1132*'2.Proyecto'!$E$18","v":0}]
["2014-02-15T03:00:05.405","03:00:00",1084,0,{"$f":"D1133*'2.Proyecto'!$E$18","v":0}]
["2014-02-15T04:00:05.410","04:00:00",1085,0,{"$f":"D1134*'2.Proyecto'!$E$18","v":0}]
["2014-02-15T05:00:05.415","05:00:00",1086,0,{"$f":"D1135*'2.Proyecto'!$E$18","v":0}]
["2014-02-15T06:00:05.420","06:00:00",1087,2.5999999999999998E-5,{"$f":"D1136*'2.Proyecto'!$E$18","v":1.2999999999999999E-3}]
["2014-02-15T07:00:05.425","07:00:00",1088,2.61E-4,{"$f":"D1137*'2.Proyecto'!$E$18","v":1.3050000000000001E-2}]
["2014-02-15T08:00:05.430","08:00:00",1089,4.5800000000000002E-4,{"$f":"D1138*'2.Proyecto'!$E$18","v":2.29E-2}]
["2014-02-15T09:00:05.435","09:00:00",1090,6.0099999999999997E-4,{"$f":"D1139*'2.Proyecto'!$E$18","v":3.005E-2}]
["2014-02-15T10:00:05.440","10:00:00",1091,6.9299999999999993E-4,{"$f":"D1140*'2.Proyecto'!$E$18","v":3.4649999999999993E-2}]
["2014-02-15T11:00:05.445","11:00:00",1092,7.3499999999999998E-4,{"$f":"D1141*'2.Proyecto'!$E$18","v":3.6749999999999998E-2}]
["2014-02-15T12:00:05.450","12:00:00",1093,7.2899999999999994E-4,{"$f":"D1142*'2.Proyecto'!$E$18","v":3.6449999999999996E-2}]
["2014-02-15T13:00:05.455","13:00:00",1094,6.7900000000000002E-4,{"$f":"D1143*'2.Proyecto'!$E$18","v":3.3950000000000001E-2}]
["2014-02-15T14:00:05.460","14:00:00",1095,5.8E-4,{"$f":"D1144*'2.Proyecto'!$E$18","v":2.9000000000000001E-2}]
["2014-02-15T15:00:05.465","15:00:00",1096,4.28E-4,{"$f":"D1145*'2.Proyecto'!$E$18","v":2.1399999999999999E-2}]
["2014-02-15T16:00:05.470","16:00:00",1097,2.2499999999999999E-4,{"$f":"D1146*'2.Proyecto'!$E$18","v":1.125E-2}]
["2014-02-15T17:00:05.475","17:00:00",1098,2.4000000000000001E-5,{"$f":"D1147*'2.Proyecto'!$E$18","v":1.2000000000000001E-3}]
["2014-02-15T18:00:05.480","18:00:00",1099,0,{"$f":"D1148*'2.Proyecto'!$E$18","v":0}]
["2014-02-15T19:00:05.485","19:00:00",1100,0,{"$f":"D1149*'2.Proyecto'!$E$18","v":0}]
["2014-02-15T20:00:05.490","20:00:00",1101,0,{"$f":"D1150*'2.Proyecto'!$E$18","v":0}]
["2014-02-15T21:00:05.495","21:00:00",1102,0,{"$f":"D1151*'2.Proyecto'!$E$18","v":0}]
["2014-02-15T22:00:05.500","22:00:00",1103,0,{"$f":"D1152*'2.Proyecto'!$E$18","v":0}]
["2014-02-15T23:00:05.505","23:00:00",1104,0,{"$f":"D1153*'2.Proyecto'!$E$18","v":0}]
["2014-02-16T00:00:05.510","00:00:00",1105,0,{"$f":"D1154*'2.Proyecto'!$E$18","v":0}]
["2014-02-16T01:00:05.515","01:00:00",1106,0,{"$f":"D1155*'2.Proyecto'!$E$18","v":0}]
["2014-02-16T02:00:05.520","02:00:00",1107,0,{"$f":"D1156*'2.Proyecto'!$E$18","v":0}]
["2014-02-16T03:00:05.525","03:00:00",1108,0,{"$f":"D1157*'2.Proyecto'!$E$18","v":0}]
["2014-02-16T04:00:05.530","04:00:00",1109,0,{"$f":"D1158*'2.Proyecto'!$E$18","v":0}]
["2014-02-16T05:00:05.535","05:00:00",1110,0,{"$f":"D1159*'2.Proyecto'!$E$18","v":0}]
["2014-02-16T06:00:05.540","06:00:00",1111,2.9E-5,{"$f":"D1160*'2.Proyecto'!$E$18","v":1.4499999999999999E-3}]
["2014-02-16T07:00:05.545","07:00:00",1112,2.72E-4,{"$f":"D1161*'2.Proyecto'!$E$18","v":1.3599999999999999E-2}]
["2014-02-16T08:00:05.550","08:00:00",1113,4.7099999999999996E-4,{"$f":"D1162*'2.Proyecto'!$E$18","v":2.3549999999999998E-2}]
["2014-02-16T09:00:05.555","09:00:00",1114,6.1299999999999994E-4,{"$f":"D1163*'2.Proyecto'!$E$18","v":3.0649999999999997E-2}]
["2014-02-16T10:00:05.560","10:00:00",1115,7.0299999999999996E-4,{"$f":"D1164*'2.Proyecto'!$E$18","v":3.5150000000000001E-2}]
["2014-02-16T11:00:05.565","11:00:00",1116,7.4299999999999995E-4,{"$f":"D1165*'2.Proyecto'!$E$18","v":3.7149999999999996E-2}]
["2014-02-16T12:00:05.570","12:00:00",1117,7.3700000000000002E-4,{"$f":"D1166*'2.Proyecto'!$E$18","v":3.6850000000000001E-2}]
["2014-02-16T13:00:05.575","13:00:00",1118,6.8600000000000009E-4,{"$f":"D1167*'2.Proyecto'!$E$18","v":3.4300000000000004E-2}]
["2014-02-16T14:00:05.580","14:00:00",1119,5.8699999999999996E-4,{"$f":"D1168*'2.Proyecto'!$E$18","v":2.9349999999999998E-2}]
["2014-02-16T15:00:05.585","15:00:00",1120,4.3300000000000001E-4,{"$f":"D1169*'2.Proyecto'!$E$18","v":2.1649999999999999E-2}]
["2014-02-16T16:00:05.590","16:00:00",1121,2.2700000000000002E-4,{"$f":"D1170*'2.Proyecto'!$E$18","v":1.1350000000000001E-2}]
["2014-02-16T17:00:05.595","17:00:00",1122,2.5999999999999998E-5,{"$f":"D1171*'2.Proyecto'!$E$18","v":1.2999999999999999E-3}]
["2014-02-16T18:00:05.600","18:00:00",1123,0,{"$f":"D1172*'2.Proyecto'!$E$18","v":0}]
["2014-02-16T19:00:05.605","19:00:00",1124,0,{"$f":"D1173*'2.Proyecto'!$E$18","v":0}]
["2014-02-16T20:00:05.610","20:00:00",1125,0,{"$f":"D1174*'2.Proyecto'!$E$18","v":0}]
["2014-02-16T21:00:05.615","21:00:00",1126,0,{"$f":"D1175*'2.Proyecto'!$E$18","v":0}]
["2014-02-16T22:00:05.620","22:00:00",1127,0,{"$f":"D1176*'2.Proyecto'!$E$18","v":0}]
["2014-02-16T23:00:05.625","23:00:00",1128,0,{"$f":"D1177*'2.Proyecto'!$E$18","v":0}]
["2014-02-17T00:00:05.630","00:00:00",1129,0,{"$f":"D1178*'2.Proyecto'!$E$18","v":0}]
["2014-02-17T01:00:05.635","01:00:00",1130,0,{"$f":"D1179*'2.Proyecto'!$E$18","v":0}]
["2014-02-17T02:00:05.640","02:00:00",1131,0,{"$f":"D1180*'2.Proyecto'!$E$18","v":0}]
["2014-02-17T03:00:05.645","03:00:00",1132,0,{"$f":"D1181*'2.Proyecto'!$E$18","v":0}]
["2014-02-17T04:00:05.650","04:00:00",1133,0,{"$f":"D1182*'2.Proyecto'!$E$18","v":0}]
["2014-02-17T05:00:05.655","05:00:00",1134,0,{"$f":"D1183*'2.Proyecto'!$E$18","v":0}]
["2014-02-17T06:00:05.660","06:00:00",1135,2.9999999999999997E-5,{"$f":"D1184*'2.Proyecto'!$E$18","v":1.4999999999999998E-3}]
["2014-02-17T07:00:05.665","07:00:00",1136,2.7100000000000003E-4,{"$f":"D1185*'2.Proyecto'!$E$18","v":1.3550000000000001E-2}]
["2014-02-17T08:00:05.670","08:00:00",1137,4.6700000000000002E-4,{"$f":"D1186*'2.Proyecto'!$E$18","v":2.3350000000000003E-2}]
["2014-02-17T09:00:05.675","09:00:00",1138,6.0700000000000001E-4,{"$f":"D1187*'2.Proyecto'!$E$18","v":3.0350000000000002E-2}]
["2014-02-17T10:00:05.680","10:00:00",1139,6.9699999999999992E-4,{"$f":"D1188*'2.Proyecto'!$E$18","v":3.4849999999999999E-2}]
["2014-02-17T11:00:05.685","11:00:00",1140,7.3700000000000002E-4,{"$f":"D1189*'2.Proyecto'!$E$18","v":3.6850000000000001E-2}]
["2014-02-17T12:00:05.690","12:00:00",1141,7.3099999999999999E-4,{"$f":"D1190*'2.Proyecto'!$E$18","v":3.6549999999999999E-2}]
["2014-02-17T13:00:05.695","13:00:00",1142,6.7900000000000002E-4,{"$f":"D1191*'2.Proyecto'!$E$18","v":3.3950000000000001E-2}]
["2014-02-17T14:00:05.700","14:00:00",1143,5.8E-4,{"$f":"D1192*'2.Proyecto'!$E$18","v":2.9000000000000001E-2}]
["2014-02-17T15:00:05.705","15:00:00",1144,4.2900000000000002E-4,{"$f":"D1193*'2.Proyecto'!$E$18","v":2.145E-2}]
["2014-02-17T16:00:05.710","16:00:00",1145,2.2600000000000002E-4,{"$f":"D1194*'2.Proyecto'!$E$18","v":1.1300000000000001E-2}]
["2014-02-17T17:00:05.715","17:00:00",1146,2.5999999999999998E-5,{"$f":"D1195*'2.Proyecto'!$E$18","v":1.2999999999999999E-3}]
["2014-02-17T18:00:05.720","18:00:00",1147,0,{"$f":"D1196*'2.Proyecto'!$E$18","v":0}]
["2014-02-17T19:00:05.725","19:00:00",1148,0,{"$f":"D1197*'2.Proyecto'!$E$18","v":0}]
["2014-02-17T20:00:05.730","20:00:00",1149,0,{"$f":"D1198*'2.Proyecto'!$E$18","v":0}]
["2014-02-17T21:00:05.735","21:00:00",1150,0,{"$f":"D1199*'2.Proyecto'!$E$18","v":0}]
["2014-02-17T22:00:05.740","22:00:00",1151,0,{"$f":"D1200*'2.Proyecto'!$E$18","v":0}]
["2014-02-17T23:00:05.745","23:00:00",1152,0,{"$f":"D1201*'2.Proyecto'!$E$18","v":0}]
["2014-02-18T00:00:05.750","00:00:00",1153,0,{"$f":"D1202*'2.Proyecto'!$E$18","v":0}]
["2014-02-18T01:00:05.755","01:00:00",1154,0,{"$f":"D1203*'2.Proyecto'!$E$18","v":0}]
["2014-02-18T02:00:05.760","02:00:00",1155,0,{"$f":"D1204*'2.Proyecto'!$E$18","v":0}]
["2014-02-18T03:00:05.765","03:00:00",1156,0,{"$f":"D1205*'2.Proyecto'!$E$18","v":0}]
["2014-02-18T04:00:05.770","04:00:00",1157,0,{"$f":"D1206*'2.Proyecto'!$E$18","v":0}]
["2014-02-18T05:00:05.775","05:00:00",1158,0,{"$f":"D1207*'2.Proyecto'!$E$18","v":0}]
["2014-02-18T06:00:05.780","06:00:00",1159,2.9999999999999997E-5,{"$f":"D1208*'2.Proyecto'!$E$18","v":1.4999999999999998E-3}]
["2014-02-18T07:00:05.785","07:00:00",1160,2.6800000000000001E-4,{"$f":"D1209*'2.Proyecto'!$E$18","v":1.34E-2}]
["2014-02-18T08:00:05.790","08:00:00",1161,4.6500000000000003E-4,{"$f":"D1210*'2.Proyecto'!$E$18","v":2.325E-2}]
["2014-02-18T09:00:05.795","09:00:00",1162,6.0700000000000001E-4,{"$f":"D1211*'2.Proyecto'!$E$18","v":3.0350000000000002E-2}]
["2014-02-18T10:00:05.800","10:00:00",1163,6.9699999999999992E-4,{"$f":"D1212*'2.Proyecto'!$E$18","v":3.4849999999999999E-2}]
["2014-02-18T11:00:05.805","11:00:00",1164,7.3700000000000002E-4,{"$f":"D1213*'2.Proyecto'!$E$18","v":3.6850000000000001E-2}]
["2014-02-18T12:00:05.810","12:00:00",1165,7.2999999999999996E-4,{"$f":"D1214*'2.Proyecto'!$E$18","v":3.6499999999999998E-2}]
["2014-02-18T13:00:05.815","13:00:00",1166,6.7700000000000008E-4,{"$f":"D1215*'2.Proyecto'!$E$18","v":3.3850000000000005E-2}]
["2014-02-18T14:00:05.820","14:00:00",1167,5.7799999999999995E-4,{"$f":"D1216*'2.Proyecto'!$E$18","v":2.8899999999999999E-2}]
["2014-02-18T15:00:05.825","15:00:00",1168,4.2699999999999997E-4,{"$f":"D1217*'2.Proyecto'!$E$18","v":2.1349999999999997E-2}]
["2014-02-18T16:00:05.830","16:00:00",1169,2.2499999999999999E-4,{"$f":"D1218*'2.Proyecto'!$E$18","v":1.125E-2}]
["2014-02-18T17:00:05.835","17:00:00",1170,2.5999999999999998E-5,{"$f":"D1219*'2.Proyecto'!$E$18","v":1.2999999999999999E-3}]
["2014-02-18T18:00:05.840","18:00:00",1171,0,{"$f":"D1220*'2.Proyecto'!$E$18","v":0}]
["2014-02-18T19:00:05.845","19:00:00",1172,0,{"$f":"D1221*'2.Proyecto'!$E$18","v":0}]
["2014-02-18T20:00:05.850","20:00:00",1173,0,{"$f":"D1222*'2.Proyecto'!$E$18","v":0}]
["2014-02-18T21:00:05.855","21:00:00",1174,0,{"$f":"D1223*'2.Proyecto'!$E$18","v":0}]
["2014-02-18T22:00:05.860","22:00:00",1175,0,{"$f":"D1224*'2.Proyecto'!$E$18","v":0}]
["2014-02-18T23:00:05.865","23:00:00",1176,0,{"$f":"D1225*'2.Proyecto'!$E$18","v":0}]
["2014-02-19T00:00:05.870","00:00:00",1177,0,{"$f":"D1226*'2.Proyecto'!$E$18","v":0}]
["2014-02-19T01:00:05.875","01:00:00",1178,0,{"$f":"D1227*'2.Proyecto'!$E$18","v":0}]
["2014-02-19T02:00:05.880","02:00:00",1179,0,{"$f":"D1228*'2.Proyecto'!$E$18","v":0}]
["2014-02-19T03:00:05.885","03:00:00",1180,0,{"$f":"D1229*'2.Proyecto'!$E$18","v":0}]
["2014-02-19T04:00:05.890","04:00:00",1181,0,{"$f":"D1230*'2.Proyecto'!$E$18","v":0}]
["2014-02-19T05:00:05.895","05:00:00",1182,0,{"$f":"D1231*'2.Proyecto'!$E$18","v":0}]
["2014-02-19T06:00:05.900","06:00:00",1183,2.9E-5,{"$f":"D1232*'2.Proyecto'!$E$18","v":1.4499999999999999E-3}]
["2014-02-19T07:00:05.905","07:00:00",1184,2.61E-4,{"$f":"D1233*'2.Proyecto'!$E$18","v":1.3050000000000001E-2}]
["2014-02-19T08:00:05.910","08:00:00",1185,4.55E-4,{"$f":"D1234*'2.Proyecto'!$E$18","v":2.2749999999999999E-2}]
["2014-02-19T09:00:05.915","09:00:00",1186,5.9699999999999998E-4,{"$f":"D1235*'2.Proyecto'!$E$18","v":2.9849999999999998E-2}]
["2014-02-19T10:00:05.920","10:00:00",1187,6.8600000000000009E-4,{"$f":"D1236*'2.Proyecto'!$E$18","v":3.4300000000000004E-2}]
["2014-02-19T11:00:05.925","11:00:00",1188,7.27E-4,{"$f":"D1237*'2.Proyecto'!$E$18","v":3.635E-2}]
["2014-02-19T12:00:05.930","12:00:00",1189,7.2199999999999999E-4,{"$f":"D1238*'2.Proyecto'!$E$18","v":3.61E-2}]
["2014-02-19T13:00:05.935","13:00:00",1190,6.7100000000000005E-4,{"$f":"D1239*'2.Proyecto'!$E$18","v":3.3550000000000003E-2}]
["2014-02-19T14:00:05.940","14:00:00",1191,5.7399999999999997E-4,{"$f":"D1240*'2.Proyecto'!$E$18","v":2.87E-2}]
["2014-02-19T15:00:05.945","15:00:00",1192,4.2400000000000001E-4,{"$f":"D1241*'2.Proyecto'!$E$18","v":2.12E-2}]
["2014-02-19T16:00:05.950","16:00:00",1193,2.2000000000000001E-4,{"$f":"D1242*'2.Proyecto'!$E$18","v":1.1000000000000001E-2}]
["2014-02-19T17:00:05.955","17:00:00",1194,2.3E-5,{"$f":"D1243*'2.Proyecto'!$E$18","v":1.15E-3}]
["2014-02-19T18:00:05.960","18:00:00",1195,0,{"$f":"D1244*'2.Proyecto'!$E$18","v":0}]
["2014-02-19T19:00:05.965","19:00:00",1196,0,{"$f":"D1245*'2.Proyecto'!$E$18","v":0}]
["2014-02-19T20:00:05.970","20:00:00",1197,0,{"$f":"D1246*'2.Proyecto'!$E$18","v":0}]
["2014-02-19T21:00:05.975","21:00:00",1198,0,{"$f":"D1247*'2.Proyecto'!$E$18","v":0}]
["2014-02-19T22:00:05.980","22:00:00",1199,0,{"$f":"D1248*'2.Proyecto'!$E$18","v":0}]
["2014-02-19T23:00:05.985","23:00:00",1200,0,{"$f":"D1249*'2.Proyecto'!$E$18","v":0}]
["2014-02-20T00:00:05.990","00:00:00",1201,0,{"$f":"D1250*'2.Proyecto'!$E$18","v":0}]
["2014-02-20T01:00:05.995","01:00:00",1202,0,{"$f":"D1251*'2.Proyecto'!$E$18","v":0}]
["2014-02-20T02:00:06","02:00:00",1203,0,{"$f":"D1252*'2.Proyecto'!$E$18","v":0}]
["2014-02-20T03:00:06.005","03:00:00",1204,0,{"$f":"D1253*'2.Proyecto'!$E$18","v":0}]
["2014-02-20T04:00:06.010","04:00:00",1205,0,{"$f":"D1254*'2.Proyecto'!$E$18","v":0}]
["2014-02-20T05:00:06.015","05:00:00",1206,0,{"$f":"D1255*'2.Proyecto'!$E$18","v":0}]
["2014-02-20T06:00:06.020","06:00:00",1207,2.9E-5,{"$f":"D1256*'2.Proyecto'!$E$18","v":1.4499999999999999E-3}]
["2014-02-20T07:00:06.025","07:00:00",1208,2.5300000000000002E-4,{"$f":"D1257*'2.Proyecto'!$E$18","v":1.2650000000000002E-2}]
["2014-02-20T08:00:06.030","08:00:00",1209,4.4500000000000003E-4,{"$f":"D1258*'2.Proyecto'!$E$18","v":2.2250000000000002E-2}]
["2014-02-20T09:00:06.035","09:00:00",1210,5.8399999999999999E-4,{"$f":"D1259*'2.Proyecto'!$E$18","v":2.92E-2}]
["2014-02-20T10:00:06.040","10:00:00",1211,6.7400000000000001E-4,{"$f":"D1260*'2.Proyecto'!$E$18","v":3.3700000000000001E-2}]
["2014-02-20T11:00:06.045","11:00:00",1212,7.1499999999999992E-4,{"$f":"D1261*'2.Proyecto'!$E$18","v":3.5749999999999997E-2}]
["2014-02-20T12:00:06.050","12:00:00",1213,7.0799999999999997E-4,{"$f":"D1262*'2.Proyecto'!$E$18","v":3.5400000000000001E-2}]
["2014-02-20T13:00:06.055","13:00:00",1214,6.5600000000000001E-4,{"$f":"D1263*'2.Proyecto'!$E$18","v":3.2800000000000003E-2}]
["2014-02-20T14:00:06.060","14:00:00",1215,5.5800000000000001E-4,{"$f":"D1264*'2.Proyecto'!$E$18","v":2.7900000000000001E-2}]
["2014-02-20T15:00:06.065","15:00:00",1216,4.0100000000000004E-4,{"$f":"D1265*'2.Proyecto'!$E$18","v":2.0050000000000002E-2}]
["2014-02-20T16:00:06.070","16:00:00",1217,1.47E-4,{"$f":"D1266*'2.Proyecto'!$E$18","v":7.3499999999999998E-3}]
["2014-02-20T17:00:06.075","17:00:00",1218,1.4999999999999999E-5,{"$f":"D1267*'2.Proyecto'!$E$18","v":7.4999999999999991E-4}]
["2014-02-20T18:00:06.080","18:00:00",1219,0,{"$f":"D1268*'2.Proyecto'!$E$18","v":0}]
["2014-02-20T19:00:06.085","19:00:00",1220,0,{"$f":"D1269*'2.Proyecto'!$E$18","v":0}]
["2014-02-20T20:00:06.090","20:00:00",1221,0,{"$f":"D1270*'2.Proyecto'!$E$18","v":0}]
["2014-02-20T21:00:06.095","21:00:00",1222,0,{"$f":"D1271*'2.Proyecto'!$E$18","v":0}]
["2014-02-20T22:00:06.100","22:00:00",1223,0,{"$f":"D1272*'2.Proyecto'!$E$18","v":0}]
["2014-02-20T23:00:06.105","23:00:00",1224,0,{"$f":"D1273*'2.Proyecto'!$E$18","v":0}]
["2014-02-21T00:00:06.110","00:00:00",1225,0,{"$f":"D1274*'2.Proyecto'!$E$18","v":0}]
["2014-02-21T01:00:06.115","01:00:00",1226,0,{"$f":"D1275*'2.Proyecto'!$E$18","v":0}]
["2014-02-21T02:00:06.120","02:00:00",1227,0,{"$f":"D1276*'2.Proyecto'!$E$18","v":0}]
["2014-02-21T03:00:06.125","03:00:00",1228,0,{"$f":"D1277*'2.Proyecto'!$E$18","v":0}]
["2014-02-21T04:00:06.130","04:00:00",1229,0,{"$f":"D1278*'2.Proyecto'!$E$18","v":0}]
["2014-02-21T05:00:06.135","05:00:00",1230,0,{"$f":"D1279*'2.Proyecto'!$E$18","v":0}]
["2014-02-21T06:00:06.140","06:00:00",1231,2.9E-5,{"$f":"D1280*'2.Proyecto'!$E$18","v":1.4499999999999999E-3}]
["2014-02-21T07:00:06.145","07:00:00",1232,2.5000000000000001E-4,{"$f":"D1281*'2.Proyecto'!$E$18","v":1.2500000000000001E-2}]
["2014-02-21T08:00:06.150","08:00:00",1233,4.4200000000000001E-4,{"$f":"D1282*'2.Proyecto'!$E$18","v":2.2100000000000002E-2}]
["2014-02-21T09:00:06.155","09:00:00",1234,5.8199999999999994E-4,{"$f":"D1283*'2.Proyecto'!$E$18","v":2.9099999999999997E-2}]
["2014-02-21T10:00:06.160","10:00:00",1235,6.7200000000000007E-4,{"$f":"D1284*'2.Proyecto'!$E$18","v":3.3600000000000005E-2}]
["2014-02-21T11:00:06.165","11:00:00",1236,7.1199999999999996E-4,{"$f":"D1285*'2.Proyecto'!$E$18","v":3.56E-2}]
["2014-02-21T12:00:06.170","12:00:00",1237,7.0599999999999992E-4,{"$f":"D1286*'2.Proyecto'!$E$18","v":3.5299999999999998E-2}]
["2014-02-21T13:00:06.175","13:00:00",1238,6.4599999999999998E-4,{"$f":"D1287*'2.Proyecto'!$E$18","v":3.2300000000000002E-2}]
["2014-02-21T14:00:06.180","14:00:00",1239,5.2800000000000004E-4,{"$f":"D1288*'2.Proyecto'!$E$18","v":2.6400000000000003E-2}]
["2014-02-21T15:00:06.185","15:00:00",1240,3.5E-4,{"$f":"D1289*'2.Proyecto'!$E$18","v":1.7499999999999998E-2}]
["2014-02-21T16:00:06.190","16:00:00",1241,1.2799999999999999E-4,{"$f":"D1290*'2.Proyecto'!$E$18","v":6.3999999999999994E-3}]
["2014-02-21T17:00:06.195","17:00:00",1242,1.1E-5,{"$f":"D1291*'2.Proyecto'!$E$18","v":5.5000000000000003E-4}]
["2014-02-21T18:00:06.200","18:00:00",1243,0,{"$f":"D1292*'2.Proyecto'!$E$18","v":0}]
["2014-02-21T19:00:06.205","19:00:00",1244,0,{"$f":"D1293*'2.Proyecto'!$E$18","v":0}]
["2014-02-21T20:00:06.210","20:00:00",1245,0,{"$f":"D1294*'2.Proyecto'!$E$18","v":0}]
["2014-02-21T21:00:06.215","21:00:00",1246,0,{"$f":"D1295*'2.Proyecto'!$E$18","v":0}]
["2014-02-21T22:00:06.220","22:00:00",1247,0,{"$f":"D1296*'2.Proyecto'!$E$18","v":0}]
["2014-02-21T23:00:06.225","23:00:00",1248,0,{"$f":"D1297*'2.Proyecto'!$E$18","v":0}]
["2014-02-22T00:00:06.230","00:00:00",1249,0,{"$f":"D1298*'2.Proyecto'!$E$18","v":0}]
["2014-02-22T01:00:06.235","01:00:00",1250,0,{"$f":"D1299*'2.Proyecto'!$E$18","v":0}]
["2014-02-22T02:00:06.240","02:00:00",1251,0,{"$f":"D1300*'2.Proyecto'!$E$18","v":0}]
["2014-02-22T03:00:06.245","03:00:00",1252,0,{"$f":"D1301*'2.Proyecto'!$E$18","v":0}]
["2014-02-22T04:00:06.250","04:00:00",1253,0,{"$f":"D1302*'2.Proyecto'!$E$18","v":0}]
["2014-02-22T05:00:06.255","05:00:00",1254,0,{"$f":"D1303*'2.Proyecto'!$E$18","v":0}]
["2014-02-22T06:00:06.260","06:00:00",1255,2.9999999999999997E-5,{"$f":"D1304*'2.Proyecto'!$E$18","v":1.4999999999999998E-3}]
["2014-02-22T07:00:06.265","07:00:00",1256,2.1100000000000001E-4,{"$f":"D1305*'2.Proyecto'!$E$18","v":1.055E-2}]
["2014-02-22T08:00:06.270","08:00:00",1257,3.7599999999999998E-4,{"$f":"D1306*'2.Proyecto'!$E$18","v":1.8799999999999997E-2}]
["2014-02-22T09:00:06.275","09:00:00",1258,5.0900000000000001E-4,{"$f":"D1307*'2.Proyecto'!$E$18","v":2.545E-2}]
["2014-02-22T10:00:06.280","10:00:00",1259,6.1399999999999996E-4,{"$f":"D1308*'2.Proyecto'!$E$18","v":3.0699999999999998E-2}]
["2014-02-22T11:00:06.285","11:00:00",1260,6.8500000000000006E-4,{"$f":"D1309*'2.Proyecto'!$E$18","v":3.4250000000000003E-2}]
["2014-02-22T12:00:06.290","12:00:00",1261,6.9399999999999996E-4,{"$f":"D1310*'2.Proyecto'!$E$18","v":3.4699999999999995E-2}]
["2014-02-22T13:00:06.295","13:00:00",1262,6.4099999999999997E-4,{"$f":"D1311*'2.Proyecto'!$E$18","v":3.2049999999999995E-2}]
["2014-02-22T14:00:06.300","14:00:00",1263,5.2599999999999999E-4,{"$f":"D1312*'2.Proyecto'!$E$18","v":2.63E-2}]
["2014-02-22T15:00:06.305","15:00:00",1264,3.3500000000000001E-4,{"$f":"D1313*'2.Proyecto'!$E$18","v":1.6750000000000001E-2}]
["2014-02-22T16:00:06.310","16:00:00",1265,1.1700000000000001E-4,{"$f":"D1314*'2.Proyecto'!$E$18","v":5.8500000000000002E-3}]
["2014-02-22T17:00:06.315","17:00:00",1266,8.9999999999999985E-6,{"$f":"D1315*'2.Proyecto'!$E$18","v":4.4999999999999993E-4}]
["2014-02-22T18:00:06.320","18:00:00",1267,0,{"$f":"D1316*'2.Proyecto'!$E$18","v":0}]
["2014-02-22T19:00:06.325","19:00:00",1268,0,{"$f":"D1317*'2.Proyecto'!$E$18","v":0}]
["2014-02-22T20:00:06.330","20:00:00",1269,0,{"$f":"D1318*'2.Proyecto'!$E$18","v":0}]
["2014-02-22T21:00:06.335","21:00:00",1270,0,{"$f":"D1319*'2.Proyecto'!$E$18","v":0}]
["2014-02-22T22:00:06.340","22:00:00",1271,0,{"$f":"D1320*'2.Proyecto'!$E$18","v":0}]
["2014-02-22T23:00:06.345","23:00:00",1272,0,{"$f":"D1321*'2.Proyecto'!$E$18","v":0}]
["2014-02-23T00:00:06.350","00:00:00",1273,0,{"$f":"D1322*'2.Proyecto'!$E$18","v":0}]
["2014-02-23T01:00:06.355","01:00:00",1274,0,{"$f":"D1323*'2.Proyecto'!$E$18","v":0}]
["2014-02-23T02:00:06.360","02:00:00",1275,0,{"$f":"D1324*'2.Proyecto'!$E$18","v":0}]
["2014-02-23T03:00:06.365","03:00:00",1276,0,{"$f":"D1325*'2.Proyecto'!$E$18","v":0}]
["2014-02-23T04:00:06.370","04:00:00",1277,0,{"$f":"D1326*'2.Proyecto'!$E$18","v":0}]
["2014-02-23T05:00:06.375","05:00:00",1278,0,{"$f":"D1327*'2.Proyecto'!$E$18","v":0}]
["2014-02-23T06:00:06.380","06:00:00",1279,2.4000000000000001E-5,{"$f":"D1328*'2.Proyecto'!$E$18","v":1.2000000000000001E-3}]
["2014-02-23T07:00:06.385","07:00:00",1280,2.02E-4,{"$f":"D1329*'2.Proyecto'!$E$18","v":1.01E-2}]
["2014-02-23T08:00:06.390","08:00:00",1281,4.1099999999999996E-4,{"$f":"D1330*'2.Proyecto'!$E$18","v":2.0549999999999999E-2}]
["2014-02-23T09:00:06.395","09:00:00",1282,5.7699999999999993E-4,{"$f":"D1331*'2.Proyecto'!$E$18","v":2.8849999999999997E-2}]
["2014-02-23T10:00:06.400","10:00:00",1283,6.7000000000000002E-4,{"$f":"D1332*'2.Proyecto'!$E$18","v":3.3500000000000002E-2}]
["2014-02-23T11:00:06.405","11:00:00",1284,7.0899999999999999E-4,{"$f":"D1333*'2.Proyecto'!$E$18","v":3.5450000000000002E-2}]
["2014-02-23T12:00:06.410","12:00:00",1285,7.0099999999999991E-4,{"$f":"D1334*'2.Proyecto'!$E$18","v":3.5049999999999998E-2}]
["2014-02-23T13:00:06.415","13:00:00",1286,6.4599999999999998E-4,{"$f":"D1335*'2.Proyecto'!$E$18","v":3.2300000000000002E-2}]
["2014-02-23T14:00:06.420","14:00:00",1287,5.4100000000000003E-4,{"$f":"D1336*'2.Proyecto'!$E$18","v":2.7050000000000001E-2}]
["2014-02-23T15:00:06.425","15:00:00",1288,3.7800000000000003E-4,{"$f":"D1337*'2.Proyecto'!$E$18","v":1.89E-2}]
["2014-02-23T16:00:06.430","16:00:00",1289,1.21E-4,{"$f":"D1338*'2.Proyecto'!$E$18","v":6.0499999999999998E-3}]
["2014-02-23T17:00:06.435","17:00:00",1290,1.0000000000000001E-5,{"$f":"D1339*'2.Proyecto'!$E$18","v":5.0000000000000001E-4}]
["2014-02-23T18:00:06.440","18:00:00",1291,0,{"$f":"D1340*'2.Proyecto'!$E$18","v":0}]
["2014-02-23T19:00:06.445","19:00:00",1292,0,{"$f":"D1341*'2.Proyecto'!$E$18","v":0}]
["2014-02-23T20:00:06.450","20:00:00",1293,0,{"$f":"D1342*'2.Proyecto'!$E$18","v":0}]
["2014-02-23T21:00:06.455","21:00:00",1294,0,{"$f":"D1343*'2.Proyecto'!$E$18","v":0}]
["2014-02-23T22:00:06.460","22:00:00",1295,0,{"$f":"D1344*'2.Proyecto'!$E$18","v":0}]
["2014-02-23T23:00:06.465","23:00:00",1296,0,{"$f":"D1345*'2.Proyecto'!$E$18","v":0}]
["2014-02-24T00:00:06.470","00:00:00",1297,0,{"$f":"D1346*'2.Proyecto'!$E$18","v":0}]
["2014-02-24T01:00:06.475","01:00:00",1298,0,{"$f":"D1347*'2.Proyecto'!$E$18","v":0}]
["2014-02-24T02:00:06.480","02:00:00",1299,0,{"$f":"D1348*'2.Proyecto'!$E$18","v":0}]
["2014-02-24T03:00:06.485","03:00:00",1300,0,{"$f":"D1349*'2.Proyecto'!$E$18","v":0}]
["2014-02-24T04:00:06.490","04:00:00",1301,0,{"$f":"D1350*'2.Proyecto'!$E$18","v":0}]
["2014-02-24T05:00:06.495","05:00:00",1302,0,{"$f":"D1351*'2.Proyecto'!$E$18","v":0}]
["2014-02-24T06:00:06.500","06:00:00",1303,3.1999999999999999E-5,{"$f":"D1352*'2.Proyecto'!$E$18","v":1.5999999999999999E-3}]
["2014-02-24T07:00:06.505","07:00:00",1304,2.2800000000000001E-4,{"$f":"D1353*'2.Proyecto'!$E$18","v":1.14E-2}]
["2014-02-24T08:00:06.510","08:00:00",1305,3.9200000000000004E-4,{"$f":"D1354*'2.Proyecto'!$E$18","v":1.9600000000000003E-2}]
["2014-02-24T09:00:06.515","09:00:00",1306,5.4200000000000006E-4,{"$f":"D1355*'2.Proyecto'!$E$18","v":2.7100000000000003E-2}]
["2014-02-24T10:00:06.520","10:00:00",1307,6.6E-4,{"$f":"D1356*'2.Proyecto'!$E$18","v":3.3000000000000002E-2}]
["2014-02-24T11:00:06.525","11:00:00",1308,7.0599999999999992E-4,{"$f":"D1357*'2.Proyecto'!$E$18","v":3.5299999999999998E-2}]
["2014-02-24T12:00:06.530","12:00:00",1309,7.0299999999999996E-4,{"$f":"D1358*'2.Proyecto'!$E$18","v":3.5150000000000001E-2}]
["2014-02-24T13:00:06.535","13:00:00",1310,6.5300000000000004E-4,{"$f":"D1359*'2.Proyecto'!$E$18","v":3.2650000000000005E-2}]
["2014-02-24T14:00:06.540","14:00:00",1311,5.5400000000000002E-4,{"$f":"D1360*'2.Proyecto'!$E$18","v":2.7700000000000002E-2}]
["2014-02-24T15:00:06.545","15:00:00",1312,3.9100000000000002E-4,{"$f":"D1361*'2.Proyecto'!$E$18","v":1.9550000000000001E-2}]
["2014-02-24T16:00:06.550","16:00:00",1313,1.9600000000000002E-4,{"$f":"D1362*'2.Proyecto'!$E$18","v":9.8000000000000014E-3}]
["2014-02-24T17:00:06.555","17:00:00",1314,1.7E-5,{"$f":"D1363*'2.Proyecto'!$E$18","v":8.4999999999999995E-4}]
["2014-02-24T18:00:06.560","18:00:00",1315,0,{"$f":"D1364*'2.Proyecto'!$E$18","v":0}]
["2014-02-24T19:00:06.565","19:00:00",1316,0,{"$f":"D1365*'2.Proyecto'!$E$18","v":0}]
["2014-02-24T20:00:06.570","20:00:00",1317,0,{"$f":"D1366*'2.Proyecto'!$E$18","v":0}]
["2014-02-24T21:00:06.575","21:00:00",1318,0,{"$f":"D1367*'2.Proyecto'!$E$18","v":0}]
["2014-02-24T22:00:06.580","22:00:00",1319,0,{"$f":"D1368*'2.Proyecto'!$E$18","v":0}]
["2014-02-24T23:00:06.585","23:00:00",1320,0,{"$f":"D1369*'2.Proyecto'!$E$18","v":0}]
["2014-02-25T00:00:06.590","00:00:00",1321,0,{"$f":"D1370*'2.Proyecto'!$E$18","v":0}]
["2014-02-25T01:00:06.595","01:00:00",1322,0,{"$f":"D1371*'2.Proyecto'!$E$18","v":0}]
["2014-02-25T02:00:06.600","02:00:00",1323,0,{"$f":"D1372*'2.Proyecto'!$E$18","v":0}]
["2014-02-25T03:00:06.605","03:00:00",1324,0,{"$f":"D1373*'2.Proyecto'!$E$18","v":0}]
["2014-02-25T04:00:06.610","04:00:00",1325,0,{"$f":"D1374*'2.Proyecto'!$E$18","v":0}]
["2014-02-25T05:00:06.615","05:00:00",1326,0,{"$f":"D1375*'2.Proyecto'!$E$18","v":0}]
["2014-02-25T06:00:06.620","06:00:00",1327,3.1999999999999999E-5,{"$f":"D1376*'2.Proyecto'!$E$18","v":1.5999999999999999E-3}]
["2014-02-25T07:00:06.625","07:00:00",1328,2.3000000000000001E-4,{"$f":"D1377*'2.Proyecto'!$E$18","v":1.15E-2}]
["2014-02-25T08:00:06.630","08:00:00",1329,4.1599999999999997E-4,{"$f":"D1378*'2.Proyecto'!$E$18","v":2.0799999999999999E-2}]
["2014-02-25T09:00:06.635","09:00:00",1330,5.5700000000000009E-4,{"$f":"D1379*'2.Proyecto'!$E$18","v":2.7850000000000003E-2}]
["2014-02-25T10:00:06.640","10:00:00",1331,6.5099999999999999E-4,{"$f":"D1380*'2.Proyecto'!$E$18","v":3.2550000000000003E-2}]
["2014-02-25T11:00:06.645","11:00:00",1332,6.96E-4,{"$f":"D1381*'2.Proyecto'!$E$18","v":3.4799999999999998E-2}]
["2014-02-25T12:00:06.650","12:00:00",1333,6.9099999999999999E-4,{"$f":"D1382*'2.Proyecto'!$E$18","v":3.4549999999999997E-2}]
["2014-02-25T13:00:06.655","13:00:00",1334,6.4400000000000004E-4,{"$f":"D1383*'2.Proyecto'!$E$18","v":3.2199999999999999E-2}]
["2014-02-25T14:00:06.660","14:00:00",1335,5.4800000000000009E-4,{"$f":"D1384*'2.Proyecto'!$E$18","v":2.7400000000000004E-2}]
["2014-02-25T15:00:06.665","15:00:00",1336,3.8900000000000002E-4,{"$f":"D1385*'2.Proyecto'!$E$18","v":1.9450000000000002E-2}]
["2014-02-25T16:00:06.670","16:00:00",1337,1.8099999999999998E-4,{"$f":"D1386*'2.Proyecto'!$E$18","v":9.049999999999999E-3}]
["2014-02-25T17:00:06.675","17:00:00",1338,1.7E-5,{"$f":"D1387*'2.Proyecto'!$E$18","v":8.4999999999999995E-4}]
["2014-02-25T18:00:06.680","18:00:00",1339,0,{"$f":"D1388*'2.Proyecto'!$E$18","v":0}]
["2014-02-25T19:00:06.685","19:00:00",1340,0,{"$f":"D1389*'2.Proyecto'!$E$18","v":0}]
["2014-02-25T20:00:06.690","20:00:00",1341,0,{"$f":"D1390*'2.Proyecto'!$E$18","v":0}]
["2014-02-25T21:00:06.695","21:00:00",1342,0,{"$f":"D1391*'2.Proyecto'!$E$18","v":0}]
["2014-02-25T22:00:06.700","22:00:00",1343,0,{"$f":"D1392*'2.Proyecto'!$E$18","v":0}]
["2014-02-25T23:00:06.705","23:00:00",1344,0,{"$f":"D1393*'2.Proyecto'!$E$18","v":0}]
["2014-02-26T00:00:06.710","00:00:00",1345,0,{"$f":"D1394*'2.Proyecto'!$E$18","v":0}]
["2014-02-26T01:00:06.715","01:00:00",1346,0,{"$f":"D1395*'2.Proyecto'!$E$18","v":0}]
["2014-02-26T02:00:06.720","02:00:00",1347,0,{"$f":"D1396*'2.Proyecto'!$E$18","v":0}]
["2014-02-26T03:00:06.725","03:00:00",1348,0,{"$f":"D1397*'2.Proyecto'!$E$18","v":0}]
["2014-02-26T04:00:06.730","04:00:00",1349,0,{"$f":"D1398*'2.Proyecto'!$E$18","v":0}]
["2014-02-26T05:00:06.735","05:00:00",1350,0,{"$f":"D1399*'2.Proyecto'!$E$18","v":0}]
["2014-02-26T06:00:06.740","06:00:00",1351,3.5999999999999994E-5,{"$f":"D1400*'2.Proyecto'!$E$18","v":1.7999999999999997E-3}]
["2014-02-26T07:00:06.745","07:00:00",1352,2.5000000000000001E-4,{"$f":"D1401*'2.Proyecto'!$E$18","v":1.2500000000000001E-2}]
["2014-02-26T08:00:06.750","08:00:00",1353,4.4200000000000001E-4,{"$f":"D1402*'2.Proyecto'!$E$18","v":2.2100000000000002E-2}]
["2014-02-26T09:00:06.755","09:00:00",1354,5.8099999999999992E-4,{"$f":"D1403*'2.Proyecto'!$E$18","v":2.9049999999999996E-2}]
["2014-02-26T10:00:06.760","10:00:00",1355,6.6700000000000006E-4,{"$f":"D1404*'2.Proyecto'!$E$18","v":3.3350000000000005E-2}]
["2014-02-26T11:00:06.765","11:00:00",1356,7.0500000000000001E-4,{"$f":"D1405*'2.Proyecto'!$E$18","v":3.5250000000000004E-2}]
["2014-02-26T12:00:06.770","12:00:00",1357,6.9899999999999997E-4,{"$f":"D1406*'2.Proyecto'!$E$18","v":3.4949999999999995E-2}]
["2014-02-26T13:00:06.775","13:00:00",1358,6.4900000000000005E-4,{"$f":"D1407*'2.Proyecto'!$E$18","v":3.245E-2}]
["2014-02-26T14:00:06.780","14:00:00",1359,5.4600000000000004E-4,{"$f":"D1408*'2.Proyecto'!$E$18","v":2.7300000000000001E-2}]
["2014-02-26T15:00:06.785","15:00:00",1360,3.68E-4,{"$f":"D1409*'2.Proyecto'!$E$18","v":1.84E-2}]
["2014-02-26T16:00:06.790","16:00:00",1361,1.4000000000000001E-4,{"$f":"D1410*'2.Proyecto'!$E$18","v":7.000000000000001E-3}]
["2014-02-26T17:00:06.795","17:00:00",1362,1.7E-5,{"$f":"D1411*'2.Proyecto'!$E$18","v":8.4999999999999995E-4}]
["2014-02-26T18:00:06.800","18:00:00",1363,0,{"$f":"D1412*'2.Proyecto'!$E$18","v":0}]
["2014-02-26T19:00:06.805","19:00:00",1364,0,{"$f":"D1413*'2.Proyecto'!$E$18","v":0}]
["2014-02-26T20:00:06.810","20:00:00",1365,0,{"$f":"D1414*'2.Proyecto'!$E$18","v":0}]
["2014-02-26T21:00:06.815","21:00:00",1366,0,{"$f":"D1415*'2.Proyecto'!$E$18","v":0}]
["2014-02-26T22:00:06.820","22:00:00",1367,0,{"$f":"D1416*'2.Proyecto'!$E$18","v":0}]
["2014-02-26T23:00:06.825","23:00:00",1368,0,{"$f":"D1417*'2.Proyecto'!$E$18","v":0}]
["2014-02-27T00:00:06.830","00:00:00",1369,0,{"$f":"D1418*'2.Proyecto'!$E$18","v":0}]
["2014-02-27T01:00:06.835","01:00:00",1370,0,{"$f":"D1419*'2.Proyecto'!$E$18","v":0}]
["2014-02-27T02:00:06.840","02:00:00",1371,0,{"$f":"D1420*'2.Proyecto'!$E$18","v":0}]
["2014-02-27T03:00:06.845","03:00:00",1372,0,{"$f":"D1421*'2.Proyecto'!$E$18","v":0}]
["2014-02-27T04:00:06.850","04:00:00",1373,0,{"$f":"D1422*'2.Proyecto'!$E$18","v":0}]
["2014-02-27T05:00:06.855","05:00:00",1374,0,{"$f":"D1423*'2.Proyecto'!$E$18","v":0}]
["2014-02-27T06:00:06.860","06:00:00",1375,2.9999999999999997E-5,{"$f":"D1424*'2.Proyecto'!$E$18","v":1.4999999999999998E-3}]
["2014-02-27T07:00:06.865","07:00:00",1376,2.12E-4,{"$f":"D1425*'2.Proyecto'!$E$18","v":1.06E-2}]
["2014-02-27T08:00:06.870","08:00:00",1377,3.9500000000000001E-4,{"$f":"D1426*'2.Proyecto'!$E$18","v":1.975E-2}]
["2014-02-27T09:00:06.875","09:00:00",1378,5.44E-4,{"$f":"D1427*'2.Proyecto'!$E$18","v":2.7199999999999998E-2}]
["2014-02-27T10:00:06.880","10:00:00",1379,6.11E-4,{"$f":"D1428*'2.Proyecto'!$E$18","v":3.0550000000000001E-2}]
["2014-02-27T11:00:06.885","11:00:00",1380,6.29E-4,{"$f":"D1429*'2.Proyecto'!$E$18","v":3.1449999999999999E-2}]
["2014-02-27T12:00:06.890","12:00:00",1381,5.9599999999999996E-4,{"$f":"D1430*'2.Proyecto'!$E$18","v":2.9799999999999997E-2}]
["2014-02-27T13:00:06.895","13:00:00",1382,4.26E-4,{"$f":"D1431*'2.Proyecto'!$E$18","v":2.1299999999999999E-2}]
["2014-02-27T14:00:06.900","14:00:00",1383,3.4399999999999996E-4,{"$f":"D1432*'2.Proyecto'!$E$18","v":1.7199999999999997E-2}]
["2014-02-27T15:00:06.905","15:00:00",1384,2.32E-4,{"$f":"D1433*'2.Proyecto'!$E$18","v":1.1599999999999999E-2}]
["2014-02-27T16:00:06.910","16:00:00",1385,1.07E-4,{"$f":"D1434*'2.Proyecto'!$E$18","v":5.3499999999999997E-3}]
["2014-02-27T17:00:06.915","17:00:00",1386,1.0000000000000001E-5,{"$f":"D1435*'2.Proyecto'!$E$18","v":5.0000000000000001E-4}]
["2014-02-27T18:00:06.920","18:00:00",1387,0,{"$f":"D1436*'2.Proyecto'!$E$18","v":0}]
["2014-02-27T19:00:06.925","19:00:00",1388,0,{"$f":"D1437*'2.Proyecto'!$E$18","v":0}]
["2014-02-27T20:00:06.930","20:00:00",1389,0,{"$f":"D1438*'2.Proyecto'!$E$18","v":0}]
["2014-02-27T21:00:06.935","21:00:00",1390,0,{"$f":"D1439*'2.Proyecto'!$E$18","v":0}]
["2014-02-27T22:00:06.940","22:00:00",1391,0,{"$f":"D1440*'2.Proyecto'!$E$18","v":0}]
["2014-02-27T23:00:06.945","23:00:00",1392,0,{"$f":"D1441*'2.Proyecto'!$E$18","v":0}]
["2014-02-28T00:00:06.950","00:00:00",1393,0,{"$f":"D1442*'2.Proyecto'!$E$18","v":0}]
["2014-02-28T01:00:06.955","01:00:00",1394,0,{"$f":"D1443*'2.Proyecto'!$E$18","v":0}]
["2014-02-28T02:00:06.960","02:00:00",1395,0,{"$f":"D1444*'2.Proyecto'!$E$18","v":0}]
["2014-02-28T03:00:06.965","03:00:00",1396,0,{"$f":"D1445*'2.Proyecto'!$E$18","v":0}]
["2014-02-28T04:00:06.970","04:00:00",1397,0,{"$f":"D1446*'2.Proyecto'!$E$18","v":0}]
["2014-02-28T05:00:06.975","05:00:00",1398,0,{"$f":"D1447*'2.Proyecto'!$E$18","v":0}]
["2014-02-28T06:00:06.980","06:00:00",1399,1.7E-5,{"$f":"D1448*'2.Proyecto'!$E$18","v":8.4999999999999995E-4}]
["2014-02-28T07:00:06.985","07:00:00",1400,1.7199999999999998E-4,{"$f":"D1449*'2.Proyecto'!$E$18","v":8.5999999999999983E-3}]
["2014-02-28T08:00:06.990","08:00:00",1401,3.7399999999999998E-4,{"$f":"D1450*'2.Proyecto'!$E$18","v":1.8699999999999998E-2}]
["2014-02-28T09:00:06.995","09:00:00",1402,5.3600000000000002E-4,{"$f":"D1451*'2.Proyecto'!$E$18","v":2.6800000000000001E-2}]
["2014-02-28T10:00:07","10:00:00",1403,6.4500000000000007E-4,{"$f":"D1452*'2.Proyecto'!$E$18","v":3.2250000000000001E-2}]
["2014-02-28T11:00:07.005","11:00:00",1404,6.8100000000000007E-4,{"$f":"D1453*'2.Proyecto'!$E$18","v":3.4050000000000004E-2}]
["2014-02-28T12:00:07.010","12:00:00",1405,6.8100000000000007E-4,{"$f":"D1454*'2.Proyecto'!$E$18","v":3.4050000000000004E-2}]
["2014-02-28T13:00:07.015","13:00:00",1406,6.3100000000000005E-4,{"$f":"D1455*'2.Proyecto'!$E$18","v":3.1550000000000002E-2}]
["2014-02-28T14:00:07.020","14:00:00",1407,5.3800000000000007E-4,{"$f":"D1456*'2.Proyecto'!$E$18","v":2.6900000000000004E-2}]
["2014-02-28T15:00:07.025","15:00:00",1408,4.0400000000000001E-4,{"$f":"D1457*'2.Proyecto'!$E$18","v":2.0199999999999999E-2}]
["2014-02-28T16:00:07.030","16:00:00",1409,1.93E-4,{"$f":"D1458*'2.Proyecto'!$E$18","v":9.6500000000000006E-3}]
["2014-02-28T17:00:07.035","17:00:00",1410,2.8E-5,{"$f":"D1459*'2.Proyecto'!$E$18","v":1.4E-3}]
["2014-02-28T18:00:07.040","18:00:00",1411,0,{"$f":"D1460*'2.Proyecto'!$E$18","v":0}]
["2014-02-28T19:00:07.045","19:00:00",1412,0,{"$f":"D1461*'2.Proyecto'!$E$18","v":0}]
["2014-02-28T20:00:07.050","20:00:00",1413,0,{"$f":"D1462*'2.Proyecto'!$E$18","v":0}]
["2014-02-28T21:00:07.055","21:00:00",1414,0,{"$f":"D1463*'2.Proyecto'!$E$18","v":0}]
["2014-02-28T22:00:07.060","22:00:00",1415,0,{"$f":"D1464*'2.Proyecto'!$E$18","v":0}]
["2014-02-28T23:00:07.065","23:00:00",1416,0,{"$f":"D1465*'2.Proyecto'!$E$18","v":0}]
["2014-03-01T00:00:07.070","00:00:00",1417,0,{"$f":"D1466*'2.Proyecto'!$E$18","v":0}]
["2014-03-01T01:00:07.075","01:00:00",1418,0,{"$f":"D1467*'2.Proyecto'!$E$18","v":0}]
["2014-03-01T02:00:07.080","02:00:00",1419,0,{"$f":"D1468*'2.Proyecto'!$E$18","v":0}]
["2014-03-01T03:00:07.085","03:00:00",1420,0,{"$f":"D1469*'2.Proyecto'!$E$18","v":0}]
["2014-03-01T04:00:07.090","04:00:00",1421,0,{"$f":"D1470*'2.Proyecto'!$E$18","v":0}]
["2014-03-01T05:00:07.095","05:00:00",1422,0,{"$f":"D1471*'2.Proyecto'!$E$18","v":0}]
["2014-03-01T06:00:07.100","06:00:00",1423,3.5999999999999994E-5,{"$f":"D1472*'2.Proyecto'!$E$18","v":1.7999999999999997E-3}]
["2014-03-01T07:00:07.105","07:00:00",1424,2.4399999999999999E-4,{"$f":"D1473*'2.Proyecto'!$E$18","v":1.2199999999999999E-2}]
["2014-03-01T08:00:07.110","08:00:00",1425,4.3599999999999997E-4,{"$f":"D1474*'2.Proyecto'!$E$18","v":2.18E-2}]
["2014-03-01T09:00:07.115","09:00:00",1426,5.7899999999999998E-4,{"$f":"D1475*'2.Proyecto'!$E$18","v":2.895E-2}]
["2014-03-01T10:00:07.120","10:00:00",1427,6.69E-4,{"$f":"D1476*'2.Proyecto'!$E$18","v":3.3450000000000001E-2}]
["2014-03-01T11:00:07.125","11:00:00",1428,7.0899999999999999E-4,{"$f":"D1477*'2.Proyecto'!$E$18","v":3.5450000000000002E-2}]
["2014-03-01T12:00:07.130","12:00:00",1429,7.0399999999999998E-4,{"$f":"D1478*'2.Proyecto'!$E$18","v":3.5200000000000002E-2}]
["2014-03-01T13:00:07.135","13:00:00",1430,6.5700000000000003E-4,{"$f":"D1479*'2.Proyecto'!$E$18","v":3.2850000000000004E-2}]
["2014-03-01T14:00:07.140","14:00:00",1431,5.6100000000000008E-4,{"$f":"D1480*'2.Proyecto'!$E$18","v":2.8050000000000005E-2}]
["2014-03-01T15:00:07.145","15:00:00",1432,4.15E-4,{"$f":"D1481*'2.Proyecto'!$E$18","v":2.0750000000000001E-2}]
["2014-03-01T16:00:07.150","16:00:00",1433,2.1799999999999999E-4,{"$f":"D1482*'2.Proyecto'!$E$18","v":1.09E-2}]
["2014-03-01T17:00:07.155","17:00:00",1434,2.9E-5,{"$f":"D1483*'2.Proyecto'!$E$18","v":1.4499999999999999E-3}]
["2014-03-01T18:00:07.160","18:00:00",1435,0,{"$f":"D1484*'2.Proyecto'!$E$18","v":0}]
["2014-03-01T19:00:07.165","19:00:00",1436,0,{"$f":"D1485*'2.Proyecto'!$E$18","v":0}]
["2014-03-01T20:00:07.170","20:00:00",1437,0,{"$f":"D1486*'2.Proyecto'!$E$18","v":0}]
["2014-03-01T21:00:07.175","21:00:00",1438,0,{"$f":"D1487*'2.Proyecto'!$E$18","v":0}]
["2014-03-01T22:00:07.180","22:00:00",1439,0,{"$f":"D1488*'2.Proyecto'!$E$18","v":0}]
["2014-03-01T23:00:07.185","23:00:00",1440,0,{"$f":"D1489*'2.Proyecto'!$E$18","v":0}]
["2014-03-02T00:00:07.190","00:00:00",1441,0,{"$f":"D1490*'2.Proyecto'!$E$18","v":0}]
["2014-03-02T01:00:07.195","01:00:00",1442,0,{"$f":"D1491*'2.Proyecto'!$E$18","v":0}]
["2014-03-02T02:00:07.200","02:00:00",1443,0,{"$f":"D1492*'2.Proyecto'!$E$18","v":0}]
["2014-03-02T03:00:07.205","03:00:00",1444,0,{"$f":"D1493*'2.Proyecto'!$E$18","v":0}]
["2014-03-02T04:00:07.210","04:00:00",1445,0,{"$f":"D1494*'2.Proyecto'!$E$18","v":0}]
["2014-03-02T05:00:07.215","05:00:00",1446,0,{"$f":"D1495*'2.Proyecto'!$E$18","v":0}]
["2014-03-02T06:00:07.220","06:00:00",1447,4.2000000000000004E-5,{"$f":"D1496*'2.Proyecto'!$E$18","v":2.1000000000000003E-3}]
["2014-03-02T07:00:07.225","07:00:00",1448,2.6200000000000003E-4,{"$f":"D1497*'2.Proyecto'!$E$18","v":1.3100000000000001E-2}]
["2014-03-02T08:00:07.230","08:00:00",1449,4.5900000000000004E-4,{"$f":"D1498*'2.Proyecto'!$E$18","v":2.2950000000000002E-2}]
["2014-03-02T09:00:07.235","09:00:00",1450,6.02E-4,{"$f":"D1499*'2.Proyecto'!$E$18","v":3.0099999999999998E-2}]
["2014-03-02T10:00:07.240","10:00:00",1451,6.9099999999999999E-4,{"$f":"D1500*'2.Proyecto'!$E$18","v":3.4549999999999997E-2}]
["2014-03-02T11:00:07.245","11:00:00",1452,7.2999999999999996E-4,{"$f":"D1501*'2.Proyecto'!$E$18","v":3.6499999999999998E-2}]
["2014-03-02T12:00:07.250","12:00:00",1453,7.2399999999999993E-4,{"$f":"D1502*'2.Proyecto'!$E$18","v":3.6199999999999996E-2}]
["2014-03-02T13:00:07.255","13:00:00",1454,6.730000000000001E-4,{"$f":"D1503*'2.Proyecto'!$E$18","v":3.3650000000000006E-2}]
["2014-03-02T14:00:07.260","14:00:00",1455,5.7499999999999999E-4,{"$f":"D1504*'2.Proyecto'!$E$18","v":2.8749999999999998E-2}]
["2014-03-02T15:00:07.265","15:00:00",1456,4.2699999999999997E-4,{"$f":"D1505*'2.Proyecto'!$E$18","v":2.1349999999999997E-2}]
["2014-03-02T16:00:07.270","16:00:00",1457,2.3300000000000003E-4,{"$f":"D1506*'2.Proyecto'!$E$18","v":1.1650000000000001E-2}]
["2014-03-02T17:00:07.275","17:00:00",1458,3.5999999999999994E-5,{"$f":"D1507*'2.Proyecto'!$E$18","v":1.7999999999999997E-3}]
["2014-03-02T18:00:07.280","18:00:00",1459,0,{"$f":"D1508*'2.Proyecto'!$E$18","v":0}]
["2014-03-02T19:00:07.285","19:00:00",1460,0,{"$f":"D1509*'2.Proyecto'!$E$18","v":0}]
["2014-03-02T20:00:07.290","20:00:00",1461,0,{"$f":"D1510*'2.Proyecto'!$E$18","v":0}]
["2014-03-02T21:00:07.295","21:00:00",1462,0,{"$f":"D1511*'2.Proyecto'!$E$18","v":0}]
["2014-03-02T22:00:07.300","22:00:00",1463,0,{"$f":"D1512*'2.Proyecto'!$E$18","v":0}]
["2014-03-02T23:00:07.305","23:00:00",1464,0,{"$f":"D1513*'2.Proyecto'!$E$18","v":0}]
["2014-03-03T00:00:07.310","00:00:00",1465,0,{"$f":"D1514*'2.Proyecto'!$E$18","v":0}]
["2014-03-03T01:00:07.315","01:00:00",1466,0,{"$f":"D1515*'2.Proyecto'!$E$18","v":0}]
["2014-03-03T02:00:07.320","02:00:00",1467,0,{"$f":"D1516*'2.Proyecto'!$E$18","v":0}]
["2014-03-03T03:00:07.325","03:00:00",1468,0,{"$f":"D1517*'2.Proyecto'!$E$18","v":0}]
["2014-03-03T04:00:07.330","04:00:00",1469,0,{"$f":"D1518*'2.Proyecto'!$E$18","v":0}]
["2014-03-03T05:00:07.335","05:00:00",1470,0,{"$f":"D1519*'2.Proyecto'!$E$18","v":0}]
["2014-03-03T06:00:07.340","06:00:00",1471,4.4999999999999996E-5,{"$f":"D1520*'2.Proyecto'!$E$18","v":2.2499999999999998E-3}]
["2014-03-03T07:00:07.345","07:00:00",1472,2.7E-4,{"$f":"D1521*'2.Proyecto'!$E$18","v":1.35E-2}]
["2014-03-03T08:00:07.350","08:00:00",1473,4.64E-4,{"$f":"D1522*'2.Proyecto'!$E$18","v":2.3199999999999998E-2}]
["2014-03-03T09:00:07.355","09:00:00",1474,6.0599999999999998E-4,{"$f":"D1523*'2.Proyecto'!$E$18","v":3.0300000000000001E-2}]
["2014-03-03T10:00:07.360","10:00:00",1475,6.9399999999999996E-4,{"$f":"D1524*'2.Proyecto'!$E$18","v":3.4699999999999995E-2}]
["2014-03-03T11:00:07.365","11:00:00",1476,7.3200000000000001E-4,{"$f":"D1525*'2.Proyecto'!$E$18","v":3.6600000000000001E-2}]
["2014-03-03T12:00:07.370","12:00:00",1477,7.2499999999999995E-4,{"$f":"D1526*'2.Proyecto'!$E$18","v":3.6249999999999998E-2}]
["2014-03-03T13:00:07.375","13:00:00",1478,6.7400000000000001E-4,{"$f":"D1527*'2.Proyecto'!$E$18","v":3.3700000000000001E-2}]
["2014-03-03T14:00:07.380","14:00:00",1479,5.7699999999999993E-4,{"$f":"D1528*'2.Proyecto'!$E$18","v":2.8849999999999997E-2}]
["2014-03-03T15:00:07.385","15:00:00",1480,4.2900000000000002E-4,{"$f":"D1529*'2.Proyecto'!$E$18","v":2.145E-2}]
["2014-03-03T16:00:07.390","16:00:00",1481,2.3400000000000002E-4,{"$f":"D1530*'2.Proyecto'!$E$18","v":1.17E-2}]
["2014-03-03T17:00:07.395","17:00:00",1482,3.5999999999999994E-5,{"$f":"D1531*'2.Proyecto'!$E$18","v":1.7999999999999997E-3}]
["2014-03-03T18:00:07.400","18:00:00",1483,0,{"$f":"D1532*'2.Proyecto'!$E$18","v":0}]
["2014-03-03T19:00:07.405","19:00:00",1484,0,{"$f":"D1533*'2.Proyecto'!$E$18","v":0}]
["2014-03-03T20:00:07.410","20:00:00",1485,0,{"$f":"D1534*'2.Proyecto'!$E$18","v":0}]
["2014-03-03T21:00:07.415","21:00:00",1486,0,{"$f":"D1535*'2.Proyecto'!$E$18","v":0}]
["2014-03-03T22:00:07.420","22:00:00",1487,0,{"$f":"D1536*'2.Proyecto'!$E$18","v":0}]
["2014-03-03T23:00:07.425","23:00:00",1488,0,{"$f":"D1537*'2.Proyecto'!$E$18","v":0}]
["2014-03-04T00:00:07.430","00:00:00",1489,0,{"$f":"D1538*'2.Proyecto'!$E$18","v":0}]
["2014-03-04T01:00:07.435","01:00:00",1490,0,{"$f":"D1539*'2.Proyecto'!$E$18","v":0}]
["2014-03-04T02:00:07.440","02:00:00",1491,0,{"$f":"D1540*'2.Proyecto'!$E$18","v":0}]
["2014-03-04T03:00:07.445","03:00:00",1492,0,{"$f":"D1541*'2.Proyecto'!$E$18","v":0}]
["2014-03-04T04:00:07.450","04:00:00",1493,0,{"$f":"D1542*'2.Proyecto'!$E$18","v":0}]
["2014-03-04T05:00:07.455","05:00:00",1494,0,{"$f":"D1543*'2.Proyecto'!$E$18","v":0}]
["2014-03-04T06:00:07.460","06:00:00",1495,4.2999999999999995E-5,{"$f":"D1544*'2.Proyecto'!$E$18","v":2.1499999999999996E-3}]
["2014-03-04T07:00:07.465","07:00:00",1496,2.3599999999999999E-4,{"$f":"D1545*'2.Proyecto'!$E$18","v":1.18E-2}]
["2014-03-04T08:00:07.470","08:00:00",1497,4.1299999999999996E-4,{"$f":"D1546*'2.Proyecto'!$E$18","v":2.0649999999999998E-2}]
["2014-03-04T09:00:07.475","09:00:00",1498,5.8199999999999994E-4,{"$f":"D1547*'2.Proyecto'!$E$18","v":2.9099999999999997E-2}]
["2014-03-04T10:00:07.480","10:00:00",1499,6.78E-4,{"$f":"D1548*'2.Proyecto'!$E$18","v":3.39E-2}]
["2014-03-04T11:00:07.485","11:00:00",1500,7.1900000000000002E-4,{"$f":"D1549*'2.Proyecto'!$E$18","v":3.5950000000000003E-2}]
["2014-03-04T12:00:07.490","12:00:00",1501,7.1999999999999994E-4,{"$f":"D1550*'2.Proyecto'!$E$18","v":3.5999999999999997E-2}]
["2014-03-04T13:00:07.495","13:00:00",1502,6.730000000000001E-4,{"$f":"D1551*'2.Proyecto'!$E$18","v":3.3650000000000006E-2}]
["2014-03-04T14:00:07.500","14:00:00",1503,5.7599999999999991E-4,{"$f":"D1552*'2.Proyecto'!$E$18","v":2.8799999999999996E-2}]
["2014-03-04T15:00:07.505","15:00:00",1504,4.28E-4,{"$f":"D1553*'2.Proyecto'!$E$18","v":2.1399999999999999E-2}]
["2014-03-04T16:00:07.510","16:00:00",1505,2.3400000000000002E-4,{"$f":"D1554*'2.Proyecto'!$E$18","v":1.17E-2}]
["2014-03-04T17:00:07.515","17:00:00",1506,3.1999999999999999E-5,{"$f":"D1555*'2.Proyecto'!$E$18","v":1.5999999999999999E-3}]
["2014-03-04T18:00:07.520","18:00:00",1507,0,{"$f":"D1556*'2.Proyecto'!$E$18","v":0}]
["2014-03-04T19:00:07.525","19:00:00",1508,0,{"$f":"D1557*'2.Proyecto'!$E$18","v":0}]
["2014-03-04T20:00:07.530","20:00:00",1509,0,{"$f":"D1558*'2.Proyecto'!$E$18","v":0}]
["2014-03-04T21:00:07.535","21:00:00",1510,0,{"$f":"D1559*'2.Proyecto'!$E$18","v":0}]
["2014-03-04T22:00:07.540","22:00:00",1511,0,{"$f":"D1560*'2.Proyecto'!$E$18","v":0}]
["2014-03-04T23:00:07.545","23:00:00",1512,0,{"$f":"D1561*'2.Proyecto'!$E$18","v":0}]
["2014-03-05T00:00:07.550","00:00:00",1513,0,{"$f":"D1562*'2.Proyecto'!$E$18","v":0}]
["2014-03-05T01:00:07.555","01:00:00",1514,0,{"$f":"D1563*'2.Proyecto'!$E$18","v":0}]
["2014-03-05T02:00:07.560","02:00:00",1515,0,{"$f":"D1564*'2.Proyecto'!$E$18","v":0}]
["2014-03-05T03:00:07.565","03:00:00",1516,0,{"$f":"D1565*'2.Proyecto'!$E$18","v":0}]
["2014-03-05T04:00:07.570","04:00:00",1517,0,{"$f":"D1566*'2.Proyecto'!$E$18","v":0}]
["2014-03-05T05:00:07.575","05:00:00",1518,0,{"$f":"D1567*'2.Proyecto'!$E$18","v":0}]
["2014-03-05T06:00:07.580","06:00:00",1519,3.4E-5,{"$f":"D1568*'2.Proyecto'!$E$18","v":1.6999999999999999E-3}]
["2014-03-05T07:00:07.585","07:00:00",1520,2.1799999999999999E-4,{"$f":"D1569*'2.Proyecto'!$E$18","v":1.09E-2}]
["2014-03-05T08:00:07.590","08:00:00",1521,4.0899999999999997E-4,{"$f":"D1570*'2.Proyecto'!$E$18","v":2.0449999999999999E-2}]
["2014-03-05T09:00:07.595","09:00:00",1522,5.5600000000000007E-4,{"$f":"D1571*'2.Proyecto'!$E$18","v":2.7800000000000005E-2}]
["2014-03-05T10:00:07.600","10:00:00",1523,6.5099999999999999E-4,{"$f":"D1572*'2.Proyecto'!$E$18","v":3.2550000000000003E-2}]
["2014-03-05T11:00:07.605","11:00:00",1524,6.9099999999999999E-4,{"$f":"D1573*'2.Proyecto'!$E$18","v":3.4549999999999997E-2}]
["2014-03-05T12:00:07.610","12:00:00",1525,6.7400000000000001E-4,{"$f":"D1574*'2.Proyecto'!$E$18","v":3.3700000000000001E-2}]
["2014-03-05T13:00:07.615","13:00:00",1526,6.2500000000000001E-4,{"$f":"D1575*'2.Proyecto'!$E$18","v":3.125E-2}]
["2014-03-05T14:00:07.620","14:00:00",1527,4.7099999999999996E-4,{"$f":"D1576*'2.Proyecto'!$E$18","v":2.3549999999999998E-2}]
["2014-03-05T15:00:07.625","15:00:00",1528,3.3300000000000002E-4,{"$f":"D1577*'2.Proyecto'!$E$18","v":1.6650000000000002E-2}]
["2014-03-05T16:00:07.630","16:00:00",1529,1.45E-4,{"$f":"D1578*'2.Proyecto'!$E$18","v":7.2500000000000004E-3}]
["2014-03-05T17:00:07.635","17:00:00",1530,1.7999999999999997E-5,{"$f":"D1579*'2.Proyecto'!$E$18","v":8.9999999999999987E-4}]
["2014-03-05T18:00:07.640","18:00:00",1531,0,{"$f":"D1580*'2.Proyecto'!$E$18","v":0}]
["2014-03-05T19:00:07.645","19:00:00",1532,0,{"$f":"D1581*'2.Proyecto'!$E$18","v":0}]
["2014-03-05T20:00:07.650","20:00:00",1533,0,{"$f":"D1582*'2.Proyecto'!$E$18","v":0}]
["2014-03-05T21:00:07.655","21:00:00",1534,0,{"$f":"D1583*'2.Proyecto'!$E$18","v":0}]
["2014-03-05T22:00:07.660","22:00:00",1535,0,{"$f":"D1584*'2.Proyecto'!$E$18","v":0}]
["2014-03-05T23:00:07.665","23:00:00",1536,0,{"$f":"D1585*'2.Proyecto'!$E$18","v":0}]
["2014-03-06T00:00:07.670","00:00:00",1537,0,{"$f":"D1586*'2.Proyecto'!$E$18","v":0}]
["2014-03-06T01:00:07.675","01:00:00",1538,0,{"$f":"D1587*'2.Proyecto'!$E$18","v":0}]
["2014-03-06T02:00:07.680","02:00:00",1539,0,{"$f":"D1588*'2.Proyecto'!$E$18","v":0}]
["2014-03-06T03:00:07.685","03:00:00",1540,0,{"$f":"D1589*'2.Proyecto'!$E$18","v":0}]
["2014-03-06T04:00:07.690","04:00:00",1541,0,{"$f":"D1590*'2.Proyecto'!$E$18","v":0}]
["2014-03-06T05:00:07.695","05:00:00",1542,0,{"$f":"D1591*'2.Proyecto'!$E$18","v":0}]
["2014-03-06T06:00:07.700","06:00:00",1543,3.1999999999999999E-5,{"$f":"D1592*'2.Proyecto'!$E$18","v":1.5999999999999999E-3}]
["2014-03-06T07:00:07.705","07:00:00",1544,1.9900000000000001E-4,{"$f":"D1593*'2.Proyecto'!$E$18","v":9.9500000000000005E-3}]
["2014-03-06T08:00:07.710","08:00:00",1545,3.68E-4,{"$f":"D1594*'2.Proyecto'!$E$18","v":1.84E-2}]
["2014-03-06T09:00:07.715","09:00:00",1546,4.57E-4,{"$f":"D1595*'2.Proyecto'!$E$18","v":2.2849999999999999E-2}]
["2014-03-06T10:00:07.720","10:00:00",1547,5.4800000000000009E-4,{"$f":"D1596*'2.Proyecto'!$E$18","v":2.7400000000000004E-2}]
["2014-03-06T11:00:07.725","11:00:00",1548,5.9699999999999998E-4,{"$f":"D1597*'2.Proyecto'!$E$18","v":2.9849999999999998E-2}]
["2014-03-06T12:00:07.730","12:00:00",1549,5.9599999999999996E-4,{"$f":"D1598*'2.Proyecto'!$E$18","v":2.9799999999999997E-2}]
["2014-03-06T13:00:07.735","13:00:00",1550,5.8199999999999994E-4,{"$f":"D1599*'2.Proyecto'!$E$18","v":2.9099999999999997E-2}]
["2014-03-06T14:00:07.740","14:00:00",1551,5.1100000000000006E-4,{"$f":"D1600*'2.Proyecto'!$E$18","v":2.5550000000000003E-2}]
["2014-03-06T15:00:07.745","15:00:00",1552,3.86E-4,{"$f":"D1601*'2.Proyecto'!$E$18","v":1.9300000000000001E-2}]
["2014-03-06T16:00:07.750","16:00:00",1553,2.0899999999999998E-4,{"$f":"D1602*'2.Proyecto'!$E$18","v":1.0449999999999999E-2}]
["2014-03-06T17:00:07.755","17:00:00",1554,2.5999999999999998E-5,{"$f":"D1603*'2.Proyecto'!$E$18","v":1.2999999999999999E-3}]
["2014-03-06T18:00:07.760","18:00:00",1555,0,{"$f":"D1604*'2.Proyecto'!$E$18","v":0}]
["2014-03-06T19:00:07.765","19:00:00",1556,0,{"$f":"D1605*'2.Proyecto'!$E$18","v":0}]
["2014-03-06T20:00:07.770","20:00:00",1557,0,{"$f":"D1606*'2.Proyecto'!$E$18","v":0}]
["2014-03-06T21:00:07.775","21:00:00",1558,0,{"$f":"D1607*'2.Proyecto'!$E$18","v":0}]
["2014-03-06T22:00:07.780","22:00:00",1559,0,{"$f":"D1608*'2.Proyecto'!$E$18","v":0}]
["2014-03-06T23:00:07.785","23:00:00",1560,0,{"$f":"D1609*'2.Proyecto'!$E$18","v":0}]
["2014-03-07T00:00:07.790","00:00:00",1561,0,{"$f":"D1610*'2.Proyecto'!$E$18","v":0}]
["2014-03-07T01:00:07.795","01:00:00",1562,0,{"$f":"D1611*'2.Proyecto'!$E$18","v":0}]
["2014-03-07T02:00:07.800","02:00:00",1563,0,{"$f":"D1612*'2.Proyecto'!$E$18","v":0}]
["2014-03-07T03:00:07.805","03:00:00",1564,0,{"$f":"D1613*'2.Proyecto'!$E$18","v":0}]
["2014-03-07T04:00:07.810","04:00:00",1565,0,{"$f":"D1614*'2.Proyecto'!$E$18","v":0}]
["2014-03-07T05:00:07.815","05:00:00",1566,0,{"$f":"D1615*'2.Proyecto'!$E$18","v":0}]
["2014-03-07T06:00:07.820","06:00:00",1567,4.1E-5,{"$f":"D1616*'2.Proyecto'!$E$18","v":2.0500000000000002E-3}]
["2014-03-07T07:00:07.825","07:00:00",1568,2.3799999999999998E-4,{"$f":"D1617*'2.Proyecto'!$E$18","v":1.1899999999999999E-2}]
["2014-03-07T08:00:07.830","08:00:00",1569,3.9600000000000003E-4,{"$f":"D1618*'2.Proyecto'!$E$18","v":1.9800000000000002E-2}]
["2014-03-07T09:00:07.835","09:00:00",1570,5.9899999999999992E-4,{"$f":"D1619*'2.Proyecto'!$E$18","v":2.9949999999999997E-2}]
["2014-03-07T10:00:07.840","10:00:00",1571,6.9999999999999999E-4,{"$f":"D1620*'2.Proyecto'!$E$18","v":3.4999999999999996E-2}]
["2014-03-07T11:00:07.845","11:00:00",1572,7.4700000000000005E-4,{"$f":"D1621*'2.Proyecto'!$E$18","v":3.7350000000000001E-2}]
["2014-03-07T12:00:07.850","12:00:00",1573,7.4200000000000004E-4,{"$f":"D1622*'2.Proyecto'!$E$18","v":3.7100000000000001E-2}]
["2014-03-07T13:00:07.855","13:00:00",1574,6.8899999999999994E-4,{"$f":"D1623*'2.Proyecto'!$E$18","v":3.4449999999999995E-2}]
["2014-03-07T14:00:07.860","14:00:00",1575,5.9099999999999995E-4,{"$f":"D1624*'2.Proyecto'!$E$18","v":2.9549999999999996E-2}]
["2014-03-07T15:00:07.865","15:00:00",1576,4.4099999999999999E-4,{"$f":"D1625*'2.Proyecto'!$E$18","v":2.205E-2}]
["2014-03-07T16:00:07.870","16:00:00",1577,2.4399999999999999E-4,{"$f":"D1626*'2.Proyecto'!$E$18","v":1.2199999999999999E-2}]
["2014-03-07T17:00:07.875","17:00:00",1578,4.1E-5,{"$f":"D1627*'2.Proyecto'!$E$18","v":2.0500000000000002E-3}]
["2014-03-07T18:00:07.880","18:00:00",1579,0,{"$f":"D1628*'2.Proyecto'!$E$18","v":0}]
["2014-03-07T19:00:07.885","19:00:00",1580,0,{"$f":"D1629*'2.Proyecto'!$E$18","v":0}]
["2014-03-07T20:00:07.890","20:00:00",1581,0,{"$f":"D1630*'2.Proyecto'!$E$18","v":0}]
["2014-03-07T21:00:07.895","21:00:00",1582,0,{"$f":"D1631*'2.Proyecto'!$E$18","v":0}]
["2014-03-07T22:00:07.900","22:00:00",1583,0,{"$f":"D1632*'2.Proyecto'!$E$18","v":0}]
["2014-03-07T23:00:07.905","23:00:00",1584,0,{"$f":"D1633*'2.Proyecto'!$E$18","v":0}]
["2014-03-08T00:00:07.910","00:00:00",1585,0,{"$f":"D1634*'2.Proyecto'!$E$18","v":0}]
["2014-03-08T01:00:07.915","01:00:00",1586,0,{"$f":"D1635*'2.Proyecto'!$E$18","v":0}]
["2014-03-08T02:00:07.920","02:00:00",1587,0,{"$f":"D1636*'2.Proyecto'!$E$18","v":0}]
["2014-03-08T03:00:07.925","03:00:00",1588,0,{"$f":"D1637*'2.Proyecto'!$E$18","v":0}]
["2014-03-08T04:00:07.930","04:00:00",1589,0,{"$f":"D1638*'2.Proyecto'!$E$18","v":0}]
["2014-03-08T05:00:07.935","05:00:00",1590,0,{"$f":"D1639*'2.Proyecto'!$E$18","v":0}]
["2014-03-08T06:00:07.940","06:00:00",1591,4.6999999999999997E-5,{"$f":"D1640*'2.Proyecto'!$E$18","v":2.3499999999999997E-3}]
["2014-03-08T07:00:07.945","07:00:00",1592,2.61E-4,{"$f":"D1641*'2.Proyecto'!$E$18","v":1.3050000000000001E-2}]
["2014-03-08T08:00:07.950","08:00:00",1593,4.5400000000000003E-4,{"$f":"D1642*'2.Proyecto'!$E$18","v":2.2700000000000001E-2}]
["2014-03-08T09:00:07.955","09:00:00",1594,5.9199999999999997E-4,{"$f":"D1643*'2.Proyecto'!$E$18","v":2.9599999999999998E-2}]
["2014-03-08T10:00:07.960","10:00:00",1595,6.78E-4,{"$f":"D1644*'2.Proyecto'!$E$18","v":3.39E-2}]
["2014-03-08T11:00:07.965","11:00:00",1596,7.1499999999999992E-4,{"$f":"D1645*'2.Proyecto'!$E$18","v":3.5749999999999997E-2}]
["2014-03-08T12:00:07.970","12:00:00",1597,7.0299999999999996E-4,{"$f":"D1646*'2.Proyecto'!$E$18","v":3.5150000000000001E-2}]
["2014-03-08T13:00:07.975","13:00:00",1598,6.4999999999999997E-4,{"$f":"D1647*'2.Proyecto'!$E$18","v":3.2500000000000001E-2}]
["2014-03-08T14:00:07.980","14:00:00",1599,5.4900000000000001E-4,{"$f":"D1648*'2.Proyecto'!$E$18","v":2.7450000000000002E-2}]
["2014-03-08T15:00:07.985","15:00:00",1600,4.0000000000000002E-4,{"$f":"D1649*'2.Proyecto'!$E$18","v":0.02}]
["2014-03-08T16:00:07.990","16:00:00",1601,2.03E-4,{"$f":"D1650*'2.Proyecto'!$E$18","v":1.0149999999999999E-2}]
["2014-03-08T17:00:07.995","17:00:00",1602,2.6999999999999999E-5,{"$f":"D1651*'2.Proyecto'!$E$18","v":1.3499999999999999E-3}]
["2014-03-08T18:00:08","18:00:00",1603,0,{"$f":"D1652*'2.Proyecto'!$E$18","v":0}]
["2014-03-08T19:00:08.005","19:00:00",1604,0,{"$f":"D1653*'2.Proyecto'!$E$18","v":0}]
["2014-03-08T20:00:08.010","20:00:00",1605,0,{"$f":"D1654*'2.Proyecto'!$E$18","v":0}]
["2014-03-08T21:00:08.015","21:00:00",1606,0,{"$f":"D1655*'2.Proyecto'!$E$18","v":0}]
["2014-03-08T22:00:08.020","22:00:00",1607,0,{"$f":"D1656*'2.Proyecto'!$E$18","v":0}]
["2014-03-08T23:00:08.025","23:00:00",1608,0,{"$f":"D1657*'2.Proyecto'!$E$18","v":0}]
["2014-03-09T00:00:08.030","00:00:00",1609,0,{"$f":"D1658*'2.Proyecto'!$E$18","v":0}]
["2014-03-09T01:00:08.035","01:00:00",1610,0,{"$f":"D1659*'2.Proyecto'!$E$18","v":0}]
["2014-03-09T02:00:08.040","02:00:00",1611,0,{"$f":"D1660*'2.Proyecto'!$E$18","v":0}]
["2014-03-09T03:00:08.045","03:00:00",1612,0,{"$f":"D1661*'2.Proyecto'!$E$18","v":0}]
["2014-03-09T04:00:08.050","04:00:00",1613,0,{"$f":"D1662*'2.Proyecto'!$E$18","v":0}]
["2014-03-09T05:00:08.055","05:00:00",1614,0,{"$f":"D1663*'2.Proyecto'!$E$18","v":0}]
["2014-03-09T06:00:08.060","06:00:00",1615,4.0000000000000003E-5,{"$f":"D1664*'2.Proyecto'!$E$18","v":2E-3}]
["2014-03-09T07:00:08.065","07:00:00",1616,2.2499999999999999E-4,{"$f":"D1665*'2.Proyecto'!$E$18","v":1.125E-2}]
["2014-03-09T08:00:08.070","08:00:00",1617,4.0999999999999999E-4,{"$f":"D1666*'2.Proyecto'!$E$18","v":2.0500000000000001E-2}]
["2014-03-09T09:00:08.075","09:00:00",1618,5.5700000000000009E-4,{"$f":"D1667*'2.Proyecto'!$E$18","v":2.7850000000000003E-2}]
["2014-03-09T10:00:08.080","10:00:00",1619,6.5200000000000002E-4,{"$f":"D1668*'2.Proyecto'!$E$18","v":3.2600000000000004E-2}]
["2014-03-09T11:00:08.085","11:00:00",1620,6.9699999999999992E-4,{"$f":"D1669*'2.Proyecto'!$E$18","v":3.4849999999999999E-2}]
["2014-03-09T12:00:08.090","12:00:00",1621,6.9199999999999991E-4,{"$f":"D1670*'2.Proyecto'!$E$18","v":3.4599999999999992E-2}]
["2014-03-09T13:00:08.095","13:00:00",1622,6.4300000000000002E-4,{"$f":"D1671*'2.Proyecto'!$E$18","v":3.2149999999999998E-2}]
["2014-03-09T14:00:08.100","14:00:00",1623,5.4800000000000009E-4,{"$f":"D1672*'2.Proyecto'!$E$18","v":2.7400000000000004E-2}]
["2014-03-09T15:00:08.105","15:00:00",1624,4.0200000000000001E-4,{"$f":"D1673*'2.Proyecto'!$E$18","v":2.01E-2}]
["2014-03-09T16:00:08.110","16:00:00",1625,2.0999999999999998E-4,{"$f":"D1674*'2.Proyecto'!$E$18","v":1.0499999999999999E-2}]
["2014-03-09T17:00:08.115","17:00:00",1626,2.4000000000000001E-5,{"$f":"D1675*'2.Proyecto'!$E$18","v":1.2000000000000001E-3}]
["2014-03-09T18:00:08.120","18:00:00",1627,0,{"$f":"D1676*'2.Proyecto'!$E$18","v":0}]
["2014-03-09T19:00:08.125","19:00:00",1628,0,{"$f":"D1677*'2.Proyecto'!$E$18","v":0}]
["2014-03-09T20:00:08.130","20:00:00",1629,0,{"$f":"D1678*'2.Proyecto'!$E$18","v":0}]
["2014-03-09T21:00:08.135","21:00:00",1630,0,{"$f":"D1679*'2.Proyecto'!$E$18","v":0}]
["2014-03-09T22:00:08.140","22:00:00",1631,0,{"$f":"D1680*'2.Proyecto'!$E$18","v":0}]
["2014-03-09T23:00:08.145","23:00:00",1632,0,{"$f":"D1681*'2.Proyecto'!$E$18","v":0}]
["2014-03-10T00:00:08.150","00:00:00",1633,0,{"$f":"D1682*'2.Proyecto'!$E$18","v":0}]
["2014-03-10T01:00:08.155","01:00:00",1634,0,{"$f":"D1683*'2.Proyecto'!$E$18","v":0}]
["2014-03-10T02:00:08.160","02:00:00",1635,0,{"$f":"D1684*'2.Proyecto'!$E$18","v":0}]
["2014-03-10T03:00:08.165","03:00:00",1636,0,{"$f":"D1685*'2.Proyecto'!$E$18","v":0}]
["2014-03-10T04:00:08.170","04:00:00",1637,0,{"$f":"D1686*'2.Proyecto'!$E$18","v":0}]
["2014-03-10T05:00:08.175","05:00:00",1638,0,{"$f":"D1687*'2.Proyecto'!$E$18","v":0}]
["2014-03-10T06:00:08.180","06:00:00",1639,3.4E-5,{"$f":"D1688*'2.Proyecto'!$E$18","v":1.6999999999999999E-3}]
["2014-03-10T07:00:08.185","07:00:00",1640,1.8799999999999999E-4,{"$f":"D1689*'2.Proyecto'!$E$18","v":9.3999999999999986E-3}]
["2014-03-10T08:00:08.190","08:00:00",1641,3.6999999999999999E-4,{"$f":"D1690*'2.Proyecto'!$E$18","v":1.8499999999999999E-2}]
["2014-03-10T09:00:08.195","09:00:00",1642,5.2800000000000004E-4,{"$f":"D1691*'2.Proyecto'!$E$18","v":2.6400000000000003E-2}]
["2014-03-10T10:00:08.200","10:00:00",1643,6.3500000000000004E-4,{"$f":"D1692*'2.Proyecto'!$E$18","v":3.175E-2}]
["2014-03-10T11:00:08.205","11:00:00",1644,6.87E-4,{"$f":"D1693*'2.Proyecto'!$E$18","v":3.4349999999999999E-2}]
["2014-03-10T12:00:08.210","12:00:00",1645,6.87E-4,{"$f":"D1694*'2.Proyecto'!$E$18","v":3.4349999999999999E-2}]
["2014-03-10T13:00:08.215","13:00:00",1646,6.4000000000000005E-4,{"$f":"D1695*'2.Proyecto'!$E$18","v":3.2000000000000001E-2}]
["2014-03-10T14:00:08.220","14:00:00",1647,5.4500000000000002E-4,{"$f":"D1696*'2.Proyecto'!$E$18","v":2.725E-2}]
["2014-03-10T15:00:08.225","15:00:00",1648,3.9500000000000001E-4,{"$f":"D1697*'2.Proyecto'!$E$18","v":1.975E-2}]
["2014-03-10T16:00:08.230","16:00:00",1649,2.05E-4,{"$f":"D1698*'2.Proyecto'!$E$18","v":1.025E-2}]
["2014-03-10T17:00:08.235","17:00:00",1650,3.3000000000000003E-5,{"$f":"D1699*'2.Proyecto'!$E$18","v":1.6500000000000002E-3}]
["2014-03-10T18:00:08.240","18:00:00",1651,0,{"$f":"D1700*'2.Proyecto'!$E$18","v":0}]
["2014-03-10T19:00:08.245","19:00:00",1652,0,{"$f":"D1701*'2.Proyecto'!$E$18","v":0}]
["2014-03-10T20:00:08.250","20:00:00",1653,0,{"$f":"D1702*'2.Proyecto'!$E$18","v":0}]
["2014-03-10T21:00:08.255","21:00:00",1654,0,{"$f":"D1703*'2.Proyecto'!$E$18","v":0}]
["2014-03-10T22:00:08.260","22:00:00",1655,0,{"$f":"D1704*'2.Proyecto'!$E$18","v":0}]
["2014-03-10T23:00:08.265","23:00:00",1656,0,{"$f":"D1705*'2.Proyecto'!$E$18","v":0}]
["2014-03-11T00:00:08.270","00:00:00",1657,0,{"$f":"D1706*'2.Proyecto'!$E$18","v":0}]
["2014-03-11T01:00:08.275","01:00:00",1658,0,{"$f":"D1707*'2.Proyecto'!$E$18","v":0}]
["2014-03-11T02:00:08.280","02:00:00",1659,0,{"$f":"D1708*'2.Proyecto'!$E$18","v":0}]
["2014-03-11T03:00:08.285","03:00:00",1660,0,{"$f":"D1709*'2.Proyecto'!$E$18","v":0}]
["2014-03-11T04:00:08.290","04:00:00",1661,0,{"$f":"D1710*'2.Proyecto'!$E$18","v":0}]
["2014-03-11T05:00:08.295","05:00:00",1662,0,{"$f":"D1711*'2.Proyecto'!$E$18","v":0}]
["2014-03-11T06:00:08.300","06:00:00",1663,4.8000000000000001E-5,{"$f":"D1712*'2.Proyecto'!$E$18","v":2.4000000000000002E-3}]
["2014-03-11T07:00:08.305","07:00:00",1664,2.5099999999999998E-4,{"$f":"D1713*'2.Proyecto'!$E$18","v":1.2549999999999999E-2}]
["2014-03-11T08:00:08.310","08:00:00",1665,4.3800000000000002E-4,{"$f":"D1714*'2.Proyecto'!$E$18","v":2.1900000000000003E-2}]
["2014-03-11T09:00:08.315","09:00:00",1666,5.7499999999999999E-4,{"$f":"D1715*'2.Proyecto'!$E$18","v":2.8749999999999998E-2}]
["2014-03-11T10:00:08.320","10:00:00",1667,6.5800000000000006E-4,{"$f":"D1716*'2.Proyecto'!$E$18","v":3.2900000000000006E-2}]
["2014-03-11T11:00:08.325","11:00:00",1668,6.9399999999999996E-4,{"$f":"D1717*'2.Proyecto'!$E$18","v":3.4699999999999995E-2}]
["2014-03-11T12:00:08.330","12:00:00",1669,6.87E-4,{"$f":"D1718*'2.Proyecto'!$E$18","v":3.4349999999999999E-2}]
["2014-03-11T13:00:08.335","13:00:00",1670,6.3600000000000006E-4,{"$f":"D1719*'2.Proyecto'!$E$18","v":3.1800000000000002E-2}]
["2014-03-11T14:00:08.340","14:00:00",1671,5.3499999999999999E-4,{"$f":"D1720*'2.Proyecto'!$E$18","v":2.6749999999999999E-2}]
["2014-03-11T15:00:08.345","15:00:00",1672,3.9100000000000002E-4,{"$f":"D1721*'2.Proyecto'!$E$18","v":1.9550000000000001E-2}]
["2014-03-11T16:00:08.350","16:00:00",1673,2.04E-4,{"$f":"D1722*'2.Proyecto'!$E$18","v":1.0200000000000001E-2}]
["2014-03-11T17:00:08.355","17:00:00",1674,2.9E-5,{"$f":"D1723*'2.Proyecto'!$E$18","v":1.4499999999999999E-3}]
["2014-03-11T18:00:08.360","18:00:00",1675,0,{"$f":"D1724*'2.Proyecto'!$E$18","v":0}]
["2014-03-11T19:00:08.365","19:00:00",1676,0,{"$f":"D1725*'2.Proyecto'!$E$18","v":0}]
["2014-03-11T20:00:08.370","20:00:00",1677,0,{"$f":"D1726*'2.Proyecto'!$E$18","v":0}]
["2014-03-11T21:00:08.375","21:00:00",1678,0,{"$f":"D1727*'2.Proyecto'!$E$18","v":0}]
["2014-03-11T22:00:08.380","22:00:00",1679,0,{"$f":"D1728*'2.Proyecto'!$E$18","v":0}]
["2014-03-11T23:00:08.385","23:00:00",1680,0,{"$f":"D1729*'2.Proyecto'!$E$18","v":0}]
["2014-03-12T00:00:08.390","00:00:00",1681,0,{"$f":"D1730*'2.Proyecto'!$E$18","v":0}]
["2014-03-12T01:00:08.395","01:00:00",1682,0,{"$f":"D1731*'2.Proyecto'!$E$18","v":0}]
["2014-03-12T02:00:08.400","02:00:00",1683,0,{"$f":"D1732*'2.Proyecto'!$E$18","v":0}]
["2014-03-12T03:00:08.405","03:00:00",1684,0,{"$f":"D1733*'2.Proyecto'!$E$18","v":0}]
["2014-03-12T04:00:08.410","04:00:00",1685,0,{"$f":"D1734*'2.Proyecto'!$E$18","v":0}]
["2014-03-12T05:00:08.415","05:00:00",1686,0,{"$f":"D1735*'2.Proyecto'!$E$18","v":0}]
["2014-03-12T06:00:08.420","06:00:00",1687,4.6E-5,{"$f":"D1736*'2.Proyecto'!$E$18","v":2.3E-3}]
["2014-03-12T07:00:08.425","07:00:00",1688,2.43E-4,{"$f":"D1737*'2.Proyecto'!$E$18","v":1.2149999999999999E-2}]
["2014-03-12T08:00:08.430","08:00:00",1689,4.28E-4,{"$f":"D1738*'2.Proyecto'!$E$18","v":2.1399999999999999E-2}]
["2014-03-12T09:00:08.435","09:00:00",1690,5.669999999999999E-4,{"$f":"D1739*'2.Proyecto'!$E$18","v":2.8349999999999997E-2}]
["2014-03-12T10:00:08.440","10:00:00",1691,6.3699999999999998E-4,{"$f":"D1740*'2.Proyecto'!$E$18","v":3.1849999999999996E-2}]
["2014-03-12T11:00:08.445","11:00:00",1692,6.7700000000000008E-4,{"$f":"D1741*'2.Proyecto'!$E$18","v":3.3850000000000005E-2}]
["2014-03-12T12:00:08.450","12:00:00",1693,6.7500000000000004E-4,{"$f":"D1742*'2.Proyecto'!$E$18","v":3.3750000000000002E-2}]
["2014-03-12T13:00:08.455","13:00:00",1694,6.3100000000000005E-4,{"$f":"D1743*'2.Proyecto'!$E$18","v":3.1550000000000002E-2}]
["2014-03-12T14:00:08.460","14:00:00",1695,5.3200000000000003E-4,{"$f":"D1744*'2.Proyecto'!$E$18","v":2.6600000000000002E-2}]
["2014-03-12T15:00:08.465","15:00:00",1696,4.0400000000000001E-4,{"$f":"D1745*'2.Proyecto'!$E$18","v":2.0199999999999999E-2}]
["2014-03-12T16:00:08.470","16:00:00",1697,2.22E-4,{"$f":"D1746*'2.Proyecto'!$E$18","v":1.11E-2}]
["2014-03-12T17:00:08.475","17:00:00",1698,3.8999999999999999E-5,{"$f":"D1747*'2.Proyecto'!$E$18","v":1.9499999999999999E-3}]
["2014-03-12T18:00:08.480","18:00:00",1699,0,{"$f":"D1748*'2.Proyecto'!$E$18","v":0}]
["2014-03-12T19:00:08.485","19:00:00",1700,0,{"$f":"D1749*'2.Proyecto'!$E$18","v":0}]
["2014-03-12T20:00:08.490","20:00:00",1701,0,{"$f":"D1750*'2.Proyecto'!$E$18","v":0}]
["2014-03-12T21:00:08.495","21:00:00",1702,0,{"$f":"D1751*'2.Proyecto'!$E$18","v":0}]
["2014-03-12T22:00:08.500","22:00:00",1703,0,{"$f":"D1752*'2.Proyecto'!$E$18","v":0}]
["2014-03-12T23:00:08.505","23:00:00",1704,0,{"$f":"D1753*'2.Proyecto'!$E$18","v":0}]
["2014-03-13T00:00:08.510","00:00:00",1705,0,{"$f":"D1754*'2.Proyecto'!$E$18","v":0}]
["2014-03-13T01:00:08.515","01:00:00",1706,0,{"$f":"D1755*'2.Proyecto'!$E$18","v":0}]
["2014-03-13T02:00:08.520","02:00:00",1707,0,{"$f":"D1756*'2.Proyecto'!$E$18","v":0}]
["2014-03-13T03:00:08.525","03:00:00",1708,0,{"$f":"D1757*'2.Proyecto'!$E$18","v":0}]
["2014-03-13T04:00:08.530","04:00:00",1709,0,{"$f":"D1758*'2.Proyecto'!$E$18","v":0}]
["2014-03-13T05:00:08.535","05:00:00",1710,0,{"$f":"D1759*'2.Proyecto'!$E$18","v":0}]
["2014-03-13T06:00:08.540","06:00:00",1711,4.3999999999999999E-5,{"$f":"D1760*'2.Proyecto'!$E$18","v":2.2000000000000001E-3}]
["2014-03-13T07:00:08.545","07:00:00",1712,2.3400000000000002E-4,{"$f":"D1761*'2.Proyecto'!$E$18","v":1.17E-2}]
["2014-03-13T08:00:08.550","08:00:00",1713,4.4700000000000002E-4,{"$f":"D1762*'2.Proyecto'!$E$18","v":2.2350000000000002E-2}]
["2014-03-13T09:00:08.555","09:00:00",1714,5.7599999999999991E-4,{"$f":"D1763*'2.Proyecto'!$E$18","v":2.8799999999999996E-2}]
["2014-03-13T10:00:08.560","10:00:00",1715,6.8799999999999992E-4,{"$f":"D1764*'2.Proyecto'!$E$18","v":3.4399999999999993E-2}]
["2014-03-13T11:00:08.565","11:00:00",1716,7.3099999999999999E-4,{"$f":"D1765*'2.Proyecto'!$E$18","v":3.6549999999999999E-2}]
["2014-03-13T12:00:08.570","12:00:00",1717,7.2999999999999996E-4,{"$f":"D1766*'2.Proyecto'!$E$18","v":3.6499999999999998E-2}]
["2014-03-13T13:00:08.575","13:00:00",1718,6.820000000000001E-4,{"$f":"D1767*'2.Proyecto'!$E$18","v":3.4100000000000005E-2}]
["2014-03-13T14:00:08.580","14:00:00",1719,5.8500000000000002E-4,{"$f":"D1768*'2.Proyecto'!$E$18","v":2.9250000000000002E-2}]
["2014-03-13T15:00:08.585","15:00:00",1720,4.3599999999999997E-4,{"$f":"D1769*'2.Proyecto'!$E$18","v":2.18E-2}]
["2014-03-13T16:00:08.590","16:00:00",1721,2.43E-4,{"$f":"D1770*'2.Proyecto'!$E$18","v":1.2149999999999999E-2}]
["2014-03-13T17:00:08.595","17:00:00",1722,4.2999999999999995E-5,{"$f":"D1771*'2.Proyecto'!$E$18","v":2.1499999999999996E-3}]
["2014-03-13T18:00:08.600","18:00:00",1723,0,{"$f":"D1772*'2.Proyecto'!$E$18","v":0}]
["2014-03-13T19:00:08.605","19:00:00",1724,0,{"$f":"D1773*'2.Proyecto'!$E$18","v":0}]
["2014-03-13T20:00:08.610","20:00:00",1725,0,{"$f":"D1774*'2.Proyecto'!$E$18","v":0}]
["2014-03-13T21:00:08.615","21:00:00",1726,0,{"$f":"D1775*'2.Proyecto'!$E$18","v":0}]
["2014-03-13T22:00:08.620","22:00:00",1727,0,{"$f":"D1776*'2.Proyecto'!$E$18","v":0}]
["2014-03-13T23:00:08.625","23:00:00",1728,0,{"$f":"D1777*'2.Proyecto'!$E$18","v":0}]
["2014-03-14T00:00:08.630","00:00:00",1729,0,{"$f":"D1778*'2.Proyecto'!$E$18","v":0}]
["2014-03-14T01:00:08.635","01:00:00",1730,0,{"$f":"D1779*'2.Proyecto'!$E$18","v":0}]
["2014-03-14T02:00:08.640","02:00:00",1731,0,{"$f":"D1780*'2.Proyecto'!$E$18","v":0}]
["2014-03-14T03:00:08.645","03:00:00",1732,0,{"$f":"D1781*'2.Proyecto'!$E$18","v":0}]
["2014-03-14T04:00:08.650","04:00:00",1733,0,{"$f":"D1782*'2.Proyecto'!$E$18","v":0}]
["2014-03-14T05:00:08.655","05:00:00",1734,0,{"$f":"D1783*'2.Proyecto'!$E$18","v":0}]
["2014-03-14T06:00:08.660","06:00:00",1735,5.3000000000000001E-5,{"$f":"D1784*'2.Proyecto'!$E$18","v":2.65E-3}]
["2014-03-14T07:00:08.665","07:00:00",1736,2.63E-4,{"$f":"D1785*'2.Proyecto'!$E$18","v":1.315E-2}]
["2014-03-14T08:00:08.670","08:00:00",1737,4.5600000000000003E-4,{"$f":"D1786*'2.Proyecto'!$E$18","v":2.2800000000000001E-2}]
["2014-03-14T09:00:08.675","09:00:00",1738,5.9899999999999992E-4,{"$f":"D1787*'2.Proyecto'!$E$18","v":2.9949999999999997E-2}]
["2014-03-14T10:00:08.680","10:00:00",1739,6.87E-4,{"$f":"D1788*'2.Proyecto'!$E$18","v":3.4349999999999999E-2}]
["2014-03-14T11:00:08.685","11:00:00",1740,7.2499999999999995E-4,{"$f":"D1789*'2.Proyecto'!$E$18","v":3.6249999999999998E-2}]
["2014-03-14T12:00:08.690","12:00:00",1741,7.1999999999999994E-4,{"$f":"D1790*'2.Proyecto'!$E$18","v":3.5999999999999997E-2}]
["2014-03-14T13:00:08.695","13:00:00",1742,6.7000000000000002E-4,{"$f":"D1791*'2.Proyecto'!$E$18","v":3.3500000000000002E-2}]
["2014-03-14T14:00:08.700","14:00:00",1743,5.7399999999999997E-4,{"$f":"D1792*'2.Proyecto'!$E$18","v":2.87E-2}]
["2014-03-14T15:00:08.705","15:00:00",1744,4.2999999999999999E-4,{"$f":"D1793*'2.Proyecto'!$E$18","v":2.1499999999999998E-2}]
["2014-03-14T16:00:08.710","16:00:00",1745,2.3999999999999998E-4,{"$f":"D1794*'2.Proyecto'!$E$18","v":1.1999999999999999E-2}]
["2014-03-14T17:00:08.715","17:00:00",1746,4.2999999999999995E-5,{"$f":"D1795*'2.Proyecto'!$E$18","v":2.1499999999999996E-3}]
["2014-03-14T18:00:08.720","18:00:00",1747,0,{"$f":"D1796*'2.Proyecto'!$E$18","v":0}]
["2014-03-14T19:00:08.725","19:00:00",1748,0,{"$f":"D1797*'2.Proyecto'!$E$18","v":0}]
["2014-03-14T20:00:08.730","20:00:00",1749,0,{"$f":"D1798*'2.Proyecto'!$E$18","v":0}]
["2014-03-14T21:00:08.735","21:00:00",1750,0,{"$f":"D1799*'2.Proyecto'!$E$18","v":0}]
["2014-03-14T22:00:08.740","22:00:00",1751,0,{"$f":"D1800*'2.Proyecto'!$E$18","v":0}]
["2014-03-14T23:00:08.745","23:00:00",1752,0,{"$f":"D1801*'2.Proyecto'!$E$18","v":0}]
["2014-03-15T00:00:08.750","00:00:00",1753,0,{"$f":"D1802*'2.Proyecto'!$E$18","v":0}]
["2014-03-15T01:00:08.755","01:00:00",1754,0,{"$f":"D1803*'2.Proyecto'!$E$18","v":0}]
["2014-03-15T02:00:08.760","02:00:00",1755,0,{"$f":"D1804*'2.Proyecto'!$E$18","v":0}]
["2014-03-15T03:00:08.765","03:00:00",1756,0,{"$f":"D1805*'2.Proyecto'!$E$18","v":0}]
["2014-03-15T04:00:08.770","04:00:00",1757,0,{"$f":"D1806*'2.Proyecto'!$E$18","v":0}]
["2014-03-15T05:00:08.775","05:00:00",1758,0,{"$f":"D1807*'2.Proyecto'!$E$18","v":0}]
["2014-03-15T06:00:08.780","06:00:00",1759,5.5000000000000002E-5,{"$f":"D1808*'2.Proyecto'!$E$18","v":2.7500000000000003E-3}]
["2014-03-15T07:00:08.785","07:00:00",1760,2.61E-4,{"$f":"D1809*'2.Proyecto'!$E$18","v":1.3050000000000001E-2}]
["2014-03-15T08:00:08.790","08:00:00",1761,4.4799999999999999E-4,{"$f":"D1810*'2.Proyecto'!$E$18","v":2.24E-2}]
["2014-03-15T09:00:08.795","09:00:00",1762,5.8500000000000002E-4,{"$f":"D1811*'2.Proyecto'!$E$18","v":2.9250000000000002E-2}]
["2014-03-15T10:00:08.800","10:00:00",1763,6.7100000000000005E-4,{"$f":"D1812*'2.Proyecto'!$E$18","v":3.3550000000000003E-2}]
["2014-03-15T11:00:08.805","11:00:00",1764,7.0999999999999991E-4,{"$f":"D1813*'2.Proyecto'!$E$18","v":3.5499999999999997E-2}]
["2014-03-15T12:00:08.810","12:00:00",1765,7.0299999999999996E-4,{"$f":"D1814*'2.Proyecto'!$E$18","v":3.5150000000000001E-2}]
["2014-03-15T13:00:08.815","13:00:00",1766,6.5300000000000004E-4,{"$f":"D1815*'2.Proyecto'!$E$18","v":3.2650000000000005E-2}]
["2014-03-15T14:00:08.820","14:00:00",1767,5.5000000000000003E-4,{"$f":"D1816*'2.Proyecto'!$E$18","v":2.75E-2}]
["2014-03-15T15:00:08.825","15:00:00",1768,4.0400000000000001E-4,{"$f":"D1817*'2.Proyecto'!$E$18","v":2.0199999999999999E-2}]
["2014-03-15T16:00:08.830","16:00:00",1769,1.74E-4,{"$f":"D1818*'2.Proyecto'!$E$18","v":8.6999999999999994E-3}]
["2014-03-15T17:00:08.835","17:00:00",1770,2.9E-5,{"$f":"D1819*'2.Proyecto'!$E$18","v":1.4499999999999999E-3}]
["2014-03-15T18:00:08.840","18:00:00",1771,0,{"$f":"D1820*'2.Proyecto'!$E$18","v":0}]
["2014-03-15T19:00:08.845","19:00:00",1772,0,{"$f":"D1821*'2.Proyecto'!$E$18","v":0}]
["2014-03-15T20:00:08.850","20:00:00",1773,0,{"$f":"D1822*'2.Proyecto'!$E$18","v":0}]
["2014-03-15T21:00:08.855","21:00:00",1774,0,{"$f":"D1823*'2.Proyecto'!$E$18","v":0}]
["2014-03-15T22:00:08.860","22:00:00",1775,0,{"$f":"D1824*'2.Proyecto'!$E$18","v":0}]
["2014-03-15T23:00:08.865","23:00:00",1776,0,{"$f":"D1825*'2.Proyecto'!$E$18","v":0}]
["2014-03-16T00:00:08.870","00:00:00",1777,0,{"$f":"D1826*'2.Proyecto'!$E$18","v":0}]
["2014-03-16T01:00:08.875","01:00:00",1778,0,{"$f":"D1827*'2.Proyecto'!$E$18","v":0}]
["2014-03-16T02:00:08.880","02:00:00",1779,0,{"$f":"D1828*'2.Proyecto'!$E$18","v":0}]
["2014-03-16T03:00:08.885","03:00:00",1780,0,{"$f":"D1829*'2.Proyecto'!$E$18","v":0}]
["2014-03-16T04:00:08.890","04:00:00",1781,0,{"$f":"D1830*'2.Proyecto'!$E$18","v":0}]
["2014-03-16T05:00:08.895","05:00:00",1782,0,{"$f":"D1831*'2.Proyecto'!$E$18","v":0}]
["2014-03-16T06:00:08.900","06:00:00",1783,5.5000000000000002E-5,{"$f":"D1832*'2.Proyecto'!$E$18","v":2.7500000000000003E-3}]
["2014-03-16T07:00:08.905","07:00:00",1784,2.5900000000000001E-4,{"$f":"D1833*'2.Proyecto'!$E$18","v":1.295E-2}]
["2014-03-16T08:00:08.910","08:00:00",1785,4.4700000000000002E-4,{"$f":"D1834*'2.Proyecto'!$E$18","v":2.2350000000000002E-2}]
["2014-03-16T09:00:08.915","09:00:00",1786,5.8500000000000002E-4,{"$f":"D1835*'2.Proyecto'!$E$18","v":2.9250000000000002E-2}]
["2014-03-16T10:00:08.920","10:00:00",1787,6.7100000000000005E-4,{"$f":"D1836*'2.Proyecto'!$E$18","v":3.3550000000000003E-2}]
["2014-03-16T11:00:08.925","11:00:00",1788,7.0500000000000001E-4,{"$f":"D1837*'2.Proyecto'!$E$18","v":3.5250000000000004E-2}]
["2014-03-16T12:00:08.930","12:00:00",1789,6.9899999999999997E-4,{"$f":"D1838*'2.Proyecto'!$E$18","v":3.4949999999999995E-2}]
["2014-03-16T13:00:08.935","13:00:00",1790,6.4999999999999997E-4,{"$f":"D1839*'2.Proyecto'!$E$18","v":3.2500000000000001E-2}]
["2014-03-16T14:00:08.940","14:00:00",1791,5.5700000000000009E-4,{"$f":"D1840*'2.Proyecto'!$E$18","v":2.7850000000000003E-2}]
["2014-03-16T15:00:08.945","15:00:00",1792,4.1199999999999999E-4,{"$f":"D1841*'2.Proyecto'!$E$18","v":2.06E-2}]
["2014-03-16T16:00:08.950","16:00:00",1793,1.8699999999999999E-4,{"$f":"D1842*'2.Proyecto'!$E$18","v":9.3499999999999989E-3}]
["2014-03-16T17:00:08.955","17:00:00",1794,2.6999999999999999E-5,{"$f":"D1843*'2.Proyecto'!$E$18","v":1.3499999999999999E-3}]
["2014-03-16T18:00:08.960","18:00:00",1795,0,{"$f":"D1844*'2.Proyecto'!$E$18","v":0}]
["2014-03-16T19:00:08.965","19:00:00",1796,0,{"$f":"D1845*'2.Proyecto'!$E$18","v":0}]
["2014-03-16T20:00:08.970","20:00:00",1797,0,{"$f":"D1846*'2.Proyecto'!$E$18","v":0}]
["2014-03-16T21:00:08.975","21:00:00",1798,0,{"$f":"D1847*'2.Proyecto'!$E$18","v":0}]
["2014-03-16T22:00:08.980","22:00:00",1799,0,{"$f":"D1848*'2.Proyecto'!$E$18","v":0}]
["2014-03-16T23:00:08.985","23:00:00",1800,0,{"$f":"D1849*'2.Proyecto'!$E$18","v":0}]
["2014-03-17T00:00:08.990","00:00:00",1801,0,{"$f":"D1850*'2.Proyecto'!$E$18","v":0}]
["2014-03-17T01:00:08.995","01:00:00",1802,0,{"$f":"D1851*'2.Proyecto'!$E$18","v":0}]
["2014-03-17T02:00:09","02:00:00",1803,0,{"$f":"D1852*'2.Proyecto'!$E$18","v":0}]
["2014-03-17T03:00:09.005","03:00:00",1804,0,{"$f":"D1853*'2.Proyecto'!$E$18","v":0}]
["2014-03-17T04:00:09.010","04:00:00",1805,0,{"$f":"D1854*'2.Proyecto'!$E$18","v":0}]
["2014-03-17T05:00:09.015","05:00:00",1806,0,{"$f":"D1855*'2.Proyecto'!$E$18","v":0}]
["2014-03-17T06:00:09.020","06:00:00",1807,2.9999999999999997E-5,{"$f":"D1856*'2.Proyecto'!$E$18","v":1.4999999999999998E-3}]
["2014-03-17T07:00:09.025","07:00:00",1808,1.66E-4,{"$f":"D1857*'2.Proyecto'!$E$18","v":8.3000000000000001E-3}]
["2014-03-17T08:00:09.030","08:00:00",1809,2.7500000000000002E-4,{"$f":"D1858*'2.Proyecto'!$E$18","v":1.375E-2}]
["2014-03-17T09:00:09.035","09:00:00",1810,3.2499999999999999E-4,{"$f":"D1859*'2.Proyecto'!$E$18","v":1.6250000000000001E-2}]
["2014-03-17T10:00:09.040","10:00:00",1811,4.35E-4,{"$f":"D1860*'2.Proyecto'!$E$18","v":2.1749999999999999E-2}]
["2014-03-17T11:00:09.045","11:00:00",1812,4.7799999999999996E-4,{"$f":"D1861*'2.Proyecto'!$E$18","v":2.3899999999999998E-2}]
["2014-03-17T12:00:09.050","12:00:00",1813,4.7999999999999996E-4,{"$f":"D1862*'2.Proyecto'!$E$18","v":2.3999999999999997E-2}]
["2014-03-17T13:00:09.055","13:00:00",1814,4.4000000000000002E-4,{"$f":"D1863*'2.Proyecto'!$E$18","v":2.2000000000000002E-2}]
["2014-03-17T14:00:09.060","14:00:00",1815,3.6199999999999996E-4,{"$f":"D1864*'2.Proyecto'!$E$18","v":1.8099999999999998E-2}]
["2014-03-17T15:00:09.065","15:00:00",1816,2.0000000000000001E-4,{"$f":"D1865*'2.Proyecto'!$E$18","v":0.01}]
["2014-03-17T16:00:09.070","16:00:00",1817,1.1899999999999999E-4,{"$f":"D1866*'2.Proyecto'!$E$18","v":5.9499999999999996E-3}]
["2014-03-17T17:00:09.075","17:00:00",1818,2.4000000000000001E-5,{"$f":"D1867*'2.Proyecto'!$E$18","v":1.2000000000000001E-3}]
["2014-03-17T18:00:09.080","18:00:00",1819,0,{"$f":"D1868*'2.Proyecto'!$E$18","v":0}]
["2014-03-17T19:00:09.085","19:00:00",1820,0,{"$f":"D1869*'2.Proyecto'!$E$18","v":0}]
["2014-03-17T20:00:09.090","20:00:00",1821,0,{"$f":"D1870*'2.Proyecto'!$E$18","v":0}]
["2014-03-17T21:00:09.095","21:00:00",1822,0,{"$f":"D1871*'2.Proyecto'!$E$18","v":0}]
["2014-03-17T22:00:09.100","22:00:00",1823,0,{"$f":"D1872*'2.Proyecto'!$E$18","v":0}]
["2014-03-17T23:00:09.105","23:00:00",1824,0,{"$f":"D1873*'2.Proyecto'!$E$18","v":0}]
["2014-03-18T00:00:09.110","00:00:00",1825,0,{"$f":"D1874*'2.Proyecto'!$E$18","v":0}]
["2014-03-18T01:00:09.115","01:00:00",1826,0,{"$f":"D1875*'2.Proyecto'!$E$18","v":0}]
["2014-03-18T02:00:09.120","02:00:00",1827,0,{"$f":"D1876*'2.Proyecto'!$E$18","v":0}]
["2014-03-18T03:00:09.125","03:00:00",1828,0,{"$f":"D1877*'2.Proyecto'!$E$18","v":0}]
["2014-03-18T04:00:09.130","04:00:00",1829,0,{"$f":"D1878*'2.Proyecto'!$E$18","v":0}]
["2014-03-18T05:00:09.135","05:00:00",1830,0,{"$f":"D1879*'2.Proyecto'!$E$18","v":0}]
["2014-03-18T06:00:09.140","06:00:00",1831,3.5999999999999994E-5,{"$f":"D1880*'2.Proyecto'!$E$18","v":1.7999999999999997E-3}]
["2014-03-18T07:00:09.145","07:00:00",1832,1.8200000000000001E-4,{"$f":"D1881*'2.Proyecto'!$E$18","v":9.1000000000000004E-3}]
["2014-03-18T08:00:09.150","08:00:00",1833,3.6699999999999998E-4,{"$f":"D1882*'2.Proyecto'!$E$18","v":1.8349999999999998E-2}]
["2014-03-18T09:00:09.155","09:00:00",1834,5.4300000000000008E-4,{"$f":"D1883*'2.Proyecto'!$E$18","v":2.7150000000000004E-2}]
["2014-03-18T10:00:09.160","10:00:00",1835,6.4700000000000001E-4,{"$f":"D1884*'2.Proyecto'!$E$18","v":3.2350000000000004E-2}]
["2014-03-18T11:00:09.165","11:00:00",1836,6.8799999999999992E-4,{"$f":"D1885*'2.Proyecto'!$E$18","v":3.4399999999999993E-2}]
["2014-03-18T12:00:09.170","12:00:00",1837,6.8500000000000006E-4,{"$f":"D1886*'2.Proyecto'!$E$18","v":3.4250000000000003E-2}]
["2014-03-18T13:00:09.175","13:00:00",1838,6.4900000000000005E-4,{"$f":"D1887*'2.Proyecto'!$E$18","v":3.245E-2}]
["2014-03-18T14:00:09.180","14:00:00",1839,5.6000000000000006E-4,{"$f":"D1888*'2.Proyecto'!$E$18","v":2.8000000000000004E-2}]
["2014-03-18T15:00:09.185","15:00:00",1840,4.1199999999999999E-4,{"$f":"D1889*'2.Proyecto'!$E$18","v":2.06E-2}]
["2014-03-18T16:00:09.190","16:00:00",1841,2.3699999999999999E-4,{"$f":"D1890*'2.Proyecto'!$E$18","v":1.1849999999999999E-2}]
["2014-03-18T17:00:09.195","17:00:00",1842,4.9000000000000005E-5,{"$f":"D1891*'2.Proyecto'!$E$18","v":2.4500000000000004E-3}]
["2014-03-18T18:00:09.200","18:00:00",1843,0,{"$f":"D1892*'2.Proyecto'!$E$18","v":0}]
["2014-03-18T19:00:09.205","19:00:00",1844,0,{"$f":"D1893*'2.Proyecto'!$E$18","v":0}]
["2014-03-18T20:00:09.210","20:00:00",1845,0,{"$f":"D1894*'2.Proyecto'!$E$18","v":0}]
["2014-03-18T21:00:09.215","21:00:00",1846,0,{"$f":"D1895*'2.Proyecto'!$E$18","v":0}]
["2014-03-18T22:00:09.220","22:00:00",1847,0,{"$f":"D1896*'2.Proyecto'!$E$18","v":0}]
["2014-03-18T23:00:09.225","23:00:00",1848,0,{"$f":"D1897*'2.Proyecto'!$E$18","v":0}]
["2014-03-19T00:00:09.230","00:00:00",1849,0,{"$f":"D1898*'2.Proyecto'!$E$18","v":0}]
["2014-03-19T01:00:09.235","01:00:00",1850,0,{"$f":"D1899*'2.Proyecto'!$E$18","v":0}]
["2014-03-19T02:00:09.240","02:00:00",1851,0,{"$f":"D1900*'2.Proyecto'!$E$18","v":0}]
["2014-03-19T03:00:09.245","03:00:00",1852,0,{"$f":"D1901*'2.Proyecto'!$E$18","v":0}]
["2014-03-19T04:00:09.250","04:00:00",1853,0,{"$f":"D1902*'2.Proyecto'!$E$18","v":0}]
["2014-03-19T05:00:09.255","05:00:00",1854,0,{"$f":"D1903*'2.Proyecto'!$E$18","v":0}]
["2014-03-19T06:00:09.260","06:00:00",1855,5.8999999999999998E-5,{"$f":"D1904*'2.Proyecto'!$E$18","v":2.9499999999999999E-3}]
["2014-03-19T07:00:09.265","07:00:00",1856,2.61E-4,{"$f":"D1905*'2.Proyecto'!$E$18","v":1.3050000000000001E-2}]
["2014-03-19T08:00:09.270","08:00:00",1857,4.4900000000000002E-4,{"$f":"D1906*'2.Proyecto'!$E$18","v":2.2450000000000001E-2}]
["2014-03-19T09:00:09.275","09:00:00",1858,5.8699999999999996E-4,{"$f":"D1907*'2.Proyecto'!$E$18","v":2.9349999999999998E-2}]
["2014-03-19T10:00:09.280","10:00:00",1859,6.7200000000000007E-4,{"$f":"D1908*'2.Proyecto'!$E$18","v":3.3600000000000005E-2}]
["2014-03-19T11:00:09.285","11:00:00",1860,7.0899999999999999E-4,{"$f":"D1909*'2.Proyecto'!$E$18","v":3.5450000000000002E-2}]
["2014-03-19T12:00:09.290","12:00:00",1861,7.0099999999999991E-4,{"$f":"D1910*'2.Proyecto'!$E$18","v":3.5049999999999998E-2}]
["2014-03-19T13:00:09.295","13:00:00",1862,6.5200000000000002E-4,{"$f":"D1911*'2.Proyecto'!$E$18","v":3.2600000000000004E-2}]
["2014-03-19T14:00:09.300","14:00:00",1863,5.5800000000000001E-4,{"$f":"D1912*'2.Proyecto'!$E$18","v":2.7900000000000001E-2}]
["2014-03-19T15:00:09.305","15:00:00",1864,4.1399999999999998E-4,{"$f":"D1913*'2.Proyecto'!$E$18","v":2.07E-2}]
["2014-03-19T16:00:09.310","16:00:00",1865,2.12E-4,{"$f":"D1914*'2.Proyecto'!$E$18","v":1.06E-2}]
["2014-03-19T17:00:09.315","17:00:00",1866,4.2000000000000004E-5,{"$f":"D1915*'2.Proyecto'!$E$18","v":2.1000000000000003E-3}]
["2014-03-19T18:00:09.320","18:00:00",1867,0,{"$f":"D1916*'2.Proyecto'!$E$18","v":0}]
["2014-03-19T19:00:09.325","19:00:00",1868,0,{"$f":"D1917*'2.Proyecto'!$E$18","v":0}]
["2014-03-19T20:00:09.330","20:00:00",1869,0,{"$f":"D1918*'2.Proyecto'!$E$18","v":0}]
["2014-03-19T21:00:09.335","21:00:00",1870,0,{"$f":"D1919*'2.Proyecto'!$E$18","v":0}]
["2014-03-19T22:00:09.340","22:00:00",1871,0,{"$f":"D1920*'2.Proyecto'!$E$18","v":0}]
["2014-03-19T23:00:09.345","23:00:00",1872,0,{"$f":"D1921*'2.Proyecto'!$E$18","v":0}]
["2014-03-20T00:00:09.350","00:00:00",1873,0,{"$f":"D1922*'2.Proyecto'!$E$18","v":0}]
["2014-03-20T01:00:09.355","01:00:00",1874,0,{"$f":"D1923*'2.Proyecto'!$E$18","v":0}]
["2014-03-20T02:00:09.360","02:00:00",1875,0,{"$f":"D1924*'2.Proyecto'!$E$18","v":0}]
["2014-03-20T03:00:09.365","03:00:00",1876,0,{"$f":"D1925*'2.Proyecto'!$E$18","v":0}]
["2014-03-20T04:00:09.370","04:00:00",1877,0,{"$f":"D1926*'2.Proyecto'!$E$18","v":0}]
["2014-03-20T05:00:09.375","05:00:00",1878,0,{"$f":"D1927*'2.Proyecto'!$E$18","v":0}]
["2014-03-20T06:00:09.380","06:00:00",1879,5.8999999999999998E-5,{"$f":"D1928*'2.Proyecto'!$E$18","v":2.9499999999999999E-3}]
["2014-03-20T07:00:09.385","07:00:00",1880,2.5799999999999998E-4,{"$f":"D1929*'2.Proyecto'!$E$18","v":1.2899999999999998E-2}]
["2014-03-20T08:00:09.390","08:00:00",1881,4.46E-4,{"$f":"D1930*'2.Proyecto'!$E$18","v":2.23E-2}]
["2014-03-20T09:00:09.395","09:00:00",1882,5.8500000000000002E-4,{"$f":"D1931*'2.Proyecto'!$E$18","v":2.9250000000000002E-2}]
["2014-03-20T10:00:09.400","10:00:00",1883,6.7100000000000005E-4,{"$f":"D1932*'2.Proyecto'!$E$18","v":3.3550000000000003E-2}]
["2014-03-20T11:00:09.405","11:00:00",1884,7.0899999999999999E-4,{"$f":"D1933*'2.Proyecto'!$E$18","v":3.5450000000000002E-2}]
["2014-03-20T12:00:09.410","12:00:00",1885,7.0399999999999998E-4,{"$f":"D1934*'2.Proyecto'!$E$18","v":3.5200000000000002E-2}]
["2014-03-20T13:00:09.415","13:00:00",1886,6.5800000000000006E-4,{"$f":"D1935*'2.Proyecto'!$E$18","v":3.2900000000000006E-2}]
["2014-03-20T14:00:09.420","14:00:00",1887,5.5100000000000006E-4,{"$f":"D1936*'2.Proyecto'!$E$18","v":2.7550000000000002E-2}]
["2014-03-20T15:00:09.425","15:00:00",1888,3.4599999999999995E-4,{"$f":"D1937*'2.Proyecto'!$E$18","v":1.7299999999999996E-2}]
["2014-03-20T16:00:09.430","16:00:00",1889,1.8900000000000001E-4,{"$f":"D1938*'2.Proyecto'!$E$18","v":9.4500000000000001E-3}]
["2014-03-20T17:00:09.435","17:00:00",1890,3.8999999999999999E-5,{"$f":"D1939*'2.Proyecto'!$E$18","v":1.9499999999999999E-3}]
["2014-03-20T18:00:09.440","18:00:00",1891,0,{"$f":"D1940*'2.Proyecto'!$E$18","v":0}]
["2014-03-20T19:00:09.445","19:00:00",1892,0,{"$f":"D1941*'2.Proyecto'!$E$18","v":0}]
["2014-03-20T20:00:09.450","20:00:00",1893,0,{"$f":"D1942*'2.Proyecto'!$E$18","v":0}]
["2014-03-20T21:00:09.455","21:00:00",1894,0,{"$f":"D1943*'2.Proyecto'!$E$18","v":0}]
["2014-03-20T22:00:09.460","22:00:00",1895,0,{"$f":"D1944*'2.Proyecto'!$E$18","v":0}]
["2014-03-20T23:00:09.465","23:00:00",1896,0,{"$f":"D1945*'2.Proyecto'!$E$18","v":0}]
["2014-03-21T00:00:09.470","00:00:00",1897,0,{"$f":"D1946*'2.Proyecto'!$E$18","v":0}]
["2014-03-21T01:00:09.475","01:00:00",1898,0,{"$f":"D1947*'2.Proyecto'!$E$18","v":0}]
["2014-03-21T02:00:09.480","02:00:00",1899,0,{"$f":"D1948*'2.Proyecto'!$E$18","v":0}]
["2014-03-21T03:00:09.485","03:00:00",1900,0,{"$f":"D1949*'2.Proyecto'!$E$18","v":0}]
["2014-03-21T04:00:09.490","04:00:00",1901,0,{"$f":"D1950*'2.Proyecto'!$E$18","v":0}]
["2014-03-21T05:00:09.495","05:00:00",1902,0,{"$f":"D1951*'2.Proyecto'!$E$18","v":0}]
["2014-03-21T06:00:09.500","06:00:00",1903,5.8E-5,{"$f":"D1952*'2.Proyecto'!$E$18","v":2.8999999999999998E-3}]
["2014-03-21T07:00:09.505","07:00:00",1904,2.5500000000000002E-4,{"$f":"D1953*'2.Proyecto'!$E$18","v":1.2750000000000001E-2}]
["2014-03-21T08:00:09.510","08:00:00",1905,4.4000000000000002E-4,{"$f":"D1954*'2.Proyecto'!$E$18","v":2.2000000000000002E-2}]
["2014-03-21T09:00:09.515","09:00:00",1906,5.7699999999999993E-4,{"$f":"D1955*'2.Proyecto'!$E$18","v":2.8849999999999997E-2}]
["2014-03-21T10:00:09.520","10:00:00",1907,6.6300000000000007E-4,{"$f":"D1956*'2.Proyecto'!$E$18","v":3.3150000000000006E-2}]
["2014-03-21T11:00:09.525","11:00:00",1908,7.0099999999999991E-4,{"$f":"D1957*'2.Proyecto'!$E$18","v":3.5049999999999998E-2}]
["2014-03-21T12:00:09.530","12:00:00",1909,6.87E-4,{"$f":"D1958*'2.Proyecto'!$E$18","v":3.4349999999999999E-2}]
["2014-03-21T13:00:09.535","13:00:00",1910,6.2200000000000005E-4,{"$f":"D1959*'2.Proyecto'!$E$18","v":3.1100000000000003E-2}]
["2014-03-21T14:00:09.540","14:00:00",1911,5.1100000000000006E-4,{"$f":"D1960*'2.Proyecto'!$E$18","v":2.5550000000000003E-2}]
["2014-03-21T15:00:09.545","15:00:00",1912,2.99E-4,{"$f":"D1961*'2.Proyecto'!$E$18","v":1.495E-2}]
["2014-03-21T16:00:09.550","16:00:00",1913,1.7000000000000001E-4,{"$f":"D1962*'2.Proyecto'!$E$18","v":8.5000000000000006E-3}]
["2014-03-21T17:00:09.555","17:00:00",1914,3.8000000000000002E-5,{"$f":"D1963*'2.Proyecto'!$E$18","v":1.9000000000000002E-3}]
["2014-03-21T18:00:09.560","18:00:00",1915,0,{"$f":"D1964*'2.Proyecto'!$E$18","v":0}]
["2014-03-21T19:00:09.565","19:00:00",1916,0,{"$f":"D1965*'2.Proyecto'!$E$18","v":0}]
["2014-03-21T20:00:09.570","20:00:00",1917,0,{"$f":"D1966*'2.Proyecto'!$E$18","v":0}]
["2014-03-21T21:00:09.575","21:00:00",1918,0,{"$f":"D1967*'2.Proyecto'!$E$18","v":0}]
["2014-03-21T22:00:09.580","22:00:00",1919,0,{"$f":"D1968*'2.Proyecto'!$E$18","v":0}]
["2014-03-21T23:00:09.585","23:00:00",1920,0,{"$f":"D1969*'2.Proyecto'!$E$18","v":0}]
["2014-03-22T00:00:09.590","00:00:00",1921,0,{"$f":"D1970*'2.Proyecto'!$E$18","v":0}]
["2014-03-22T01:00:09.595","01:00:00",1922,0,{"$f":"D1971*'2.Proyecto'!$E$18","v":0}]
["2014-03-22T02:00:09.600","02:00:00",1923,0,{"$f":"D1972*'2.Proyecto'!$E$18","v":0}]
["2014-03-22T03:00:09.605","03:00:00",1924,0,{"$f":"D1973*'2.Proyecto'!$E$18","v":0}]
["2014-03-22T04:00:09.610","04:00:00",1925,0,{"$f":"D1974*'2.Proyecto'!$E$18","v":0}]
["2014-03-22T05:00:09.615","05:00:00",1926,0,{"$f":"D1975*'2.Proyecto'!$E$18","v":0}]
["2014-03-22T06:00:09.620","06:00:00",1927,6.3E-5,{"$f":"D1976*'2.Proyecto'!$E$18","v":3.15E-3}]
["2014-03-22T07:00:09.625","07:00:00",1928,2.63E-4,{"$f":"D1977*'2.Proyecto'!$E$18","v":1.315E-2}]
["2014-03-22T08:00:09.630","08:00:00",1929,4.4799999999999999E-4,{"$f":"D1978*'2.Proyecto'!$E$18","v":2.24E-2}]
["2014-03-22T09:00:09.635","09:00:00",1930,5.8399999999999999E-4,{"$f":"D1979*'2.Proyecto'!$E$18","v":2.92E-2}]
["2014-03-22T10:00:09.640","10:00:00",1931,6.6800000000000008E-4,{"$f":"D1980*'2.Proyecto'!$E$18","v":3.3400000000000006E-2}]
["2014-03-22T11:00:09.645","11:00:00",1932,7.0299999999999996E-4,{"$f":"D1981*'2.Proyecto'!$E$18","v":3.5150000000000001E-2}]
["2014-03-22T12:00:09.650","12:00:00",1933,6.8999999999999997E-4,{"$f":"D1982*'2.Proyecto'!$E$18","v":3.4499999999999996E-2}]
["2014-03-22T13:00:09.655","13:00:00",1934,6.38E-4,{"$f":"D1983*'2.Proyecto'!$E$18","v":3.1899999999999998E-2}]
["2014-03-22T14:00:09.660","14:00:00",1935,5.4200000000000006E-4,{"$f":"D1984*'2.Proyecto'!$E$18","v":2.7100000000000003E-2}]
["2014-03-22T15:00:09.665","15:00:00",1936,3.9600000000000003E-4,{"$f":"D1985*'2.Proyecto'!$E$18","v":1.9800000000000002E-2}]
["2014-03-22T16:00:09.670","16:00:00",1937,1.93E-4,{"$f":"D1986*'2.Proyecto'!$E$18","v":9.6500000000000006E-3}]
["2014-03-22T17:00:09.675","17:00:00",1938,3.6999999999999998E-5,{"$f":"D1987*'2.Proyecto'!$E$18","v":1.8499999999999999E-3}]
["2014-03-22T18:00:09.680","18:00:00",1939,0,{"$f":"D1988*'2.Proyecto'!$E$18","v":0}]
["2014-03-22T19:00:09.685","19:00:00",1940,0,{"$f":"D1989*'2.Proyecto'!$E$18","v":0}]
["2014-03-22T20:00:09.690","20:00:00",1941,0,{"$f":"D1990*'2.Proyecto'!$E$18","v":0}]
["2014-03-22T21:00:09.695","21:00:00",1942,0,{"$f":"D1991*'2.Proyecto'!$E$18","v":0}]
["2014-03-22T22:00:09.700","22:00:00",1943,0,{"$f":"D1992*'2.Proyecto'!$E$18","v":0}]
["2014-03-22T23:00:09.705","23:00:00",1944,0,{"$f":"D1993*'2.Proyecto'!$E$18","v":0}]
["2014-03-23T00:00:09.710","00:00:00",1945,0,{"$f":"D1994*'2.Proyecto'!$E$18","v":0}]
["2014-03-23T01:00:09.715","01:00:00",1946,0,{"$f":"D1995*'2.Proyecto'!$E$18","v":0}]
["2014-03-23T02:00:09.720","02:00:00",1947,0,{"$f":"D1996*'2.Proyecto'!$E$18","v":0}]
["2014-03-23T03:00:09.725","03:00:00",1948,0,{"$f":"D1997*'2.Proyecto'!$E$18","v":0}]
["2014-03-23T04:00:09.730","04:00:00",1949,0,{"$f":"D1998*'2.Proyecto'!$E$18","v":0}]
["2014-03-23T05:00:09.735","05:00:00",1950,0,{"$f":"D1999*'2.Proyecto'!$E$18","v":0}]
["2014-03-23T06:00:09.740","06:00:00",1951,6.5000000000000008E-5,{"$f":"D2000*'2.Proyecto'!$E$18","v":3.2500000000000003E-3}]
["2014-03-23T07:00:09.745","07:00:00",1952,2.6600000000000001E-4,{"$f":"D2001*'2.Proyecto'!$E$18","v":1.3300000000000001E-2}]
["2014-03-23T08:00:09.750","08:00:00",1953,4.5100000000000001E-4,{"$f":"D2002*'2.Proyecto'!$E$18","v":2.2550000000000001E-2}]
["2014-03-23T09:00:09.755","09:00:00",1954,5.8699999999999996E-4,{"$f":"D2003*'2.Proyecto'!$E$18","v":2.9349999999999998E-2}]
["2014-03-23T10:00:09.760","10:00:00",1955,6.7100000000000005E-4,{"$f":"D2004*'2.Proyecto'!$E$18","v":3.3550000000000003E-2}]
["2014-03-23T11:00:09.765","11:00:00",1956,7.0799999999999997E-4,{"$f":"D2005*'2.Proyecto'!$E$18","v":3.5400000000000001E-2}]
["2014-03-23T12:00:09.770","12:00:00",1957,7.0099999999999991E-4,{"$f":"D2006*'2.Proyecto'!$E$18","v":3.5049999999999998E-2}]
["2014-03-23T13:00:09.775","13:00:00",1958,6.5099999999999999E-4,{"$f":"D2007*'2.Proyecto'!$E$18","v":3.2550000000000003E-2}]
["2014-03-23T14:00:09.780","14:00:00",1959,5.5700000000000009E-4,{"$f":"D2008*'2.Proyecto'!$E$18","v":2.7850000000000003E-2}]
["2014-03-23T15:00:09.785","15:00:00",1960,4.1599999999999997E-4,{"$f":"D2009*'2.Proyecto'!$E$18","v":2.0799999999999999E-2}]
["2014-03-23T16:00:09.790","16:00:00",1961,2.3499999999999999E-4,{"$f":"D2010*'2.Proyecto'!$E$18","v":1.175E-2}]
["2014-03-23T17:00:09.795","17:00:00",1962,4.9000000000000005E-5,{"$f":"D2011*'2.Proyecto'!$E$18","v":2.4500000000000004E-3}]
["2014-03-23T18:00:09.800","18:00:00",1963,0,{"$f":"D2012*'2.Proyecto'!$E$18","v":0}]
["2014-03-23T19:00:09.805","19:00:00",1964,0,{"$f":"D2013*'2.Proyecto'!$E$18","v":0}]
["2014-03-23T20:00:09.810","20:00:00",1965,0,{"$f":"D2014*'2.Proyecto'!$E$18","v":0}]
["2014-03-23T21:00:09.815","21:00:00",1966,0,{"$f":"D2015*'2.Proyecto'!$E$18","v":0}]
["2014-03-23T22:00:09.820","22:00:00",1967,0,{"$f":"D2016*'2.Proyecto'!$E$18","v":0}]
["2014-03-23T23:00:09.825","23:00:00",1968,0,{"$f":"D2017*'2.Proyecto'!$E$18","v":0}]
["2014-03-24T00:00:09.830","00:00:00",1969,0,{"$f":"D2018*'2.Proyecto'!$E$18","v":0}]
["2014-03-24T01:00:09.835","01:00:00",1970,0,{"$f":"D2019*'2.Proyecto'!$E$18","v":0}]
["2014-03-24T02:00:09.840","02:00:00",1971,0,{"$f":"D2020*'2.Proyecto'!$E$18","v":0}]
["2014-03-24T03:00:09.845","03:00:00",1972,0,{"$f":"D2021*'2.Proyecto'!$E$18","v":0}]
["2014-03-24T04:00:09.850","04:00:00",1973,0,{"$f":"D2022*'2.Proyecto'!$E$18","v":0}]
["2014-03-24T05:00:09.855","05:00:00",1974,0,{"$f":"D2023*'2.Proyecto'!$E$18","v":0}]
["2014-03-24T06:00:09.860","06:00:00",1975,6.7000000000000002E-5,{"$f":"D2024*'2.Proyecto'!$E$18","v":3.3500000000000001E-3}]
["2014-03-24T07:00:09.865","07:00:00",1976,2.7100000000000003E-4,{"$f":"D2025*'2.Proyecto'!$E$18","v":1.3550000000000001E-2}]
["2014-03-24T08:00:09.870","08:00:00",1977,4.5600000000000003E-4,{"$f":"D2026*'2.Proyecto'!$E$18","v":2.2800000000000001E-2}]
["2014-03-24T09:00:09.875","09:00:00",1978,5.9099999999999995E-4,{"$f":"D2027*'2.Proyecto'!$E$18","v":2.9549999999999996E-2}]
["2014-03-24T10:00:09.880","10:00:00",1979,6.7400000000000001E-4,{"$f":"D2028*'2.Proyecto'!$E$18","v":3.3700000000000001E-2}]
["2014-03-24T11:00:09.885","11:00:00",1980,7.0899999999999999E-4,{"$f":"D2029*'2.Proyecto'!$E$18","v":3.5450000000000002E-2}]
["2014-03-24T12:00:09.890","12:00:00",1981,7.0099999999999991E-4,{"$f":"D2030*'2.Proyecto'!$E$18","v":3.5049999999999998E-2}]
["2014-03-24T13:00:09.895","13:00:00",1982,6.4900000000000005E-4,{"$f":"D2031*'2.Proyecto'!$E$18","v":3.245E-2}]
["2014-03-24T14:00:09.900","14:00:00",1983,5.5400000000000002E-4,{"$f":"D2032*'2.Proyecto'!$E$18","v":2.7700000000000002E-2}]
["2014-03-24T15:00:09.905","15:00:00",1984,4.1299999999999996E-4,{"$f":"D2033*'2.Proyecto'!$E$18","v":2.0649999999999998E-2}]
["2014-03-24T16:00:09.910","16:00:00",1985,2.32E-4,{"$f":"D2034*'2.Proyecto'!$E$18","v":1.1599999999999999E-2}]
["2014-03-24T17:00:09.915","17:00:00",1986,4.9000000000000005E-5,{"$f":"D2035*'2.Proyecto'!$E$18","v":2.4500000000000004E-3}]
["2014-03-24T18:00:09.920","18:00:00",1987,0,{"$f":"D2036*'2.Proyecto'!$E$18","v":0}]
["2014-03-24T19:00:09.925","19:00:00",1988,0,{"$f":"D2037*'2.Proyecto'!$E$18","v":0}]
["2014-03-24T20:00:09.930","20:00:00",1989,0,{"$f":"D2038*'2.Proyecto'!$E$18","v":0}]
["2014-03-24T21:00:09.935","21:00:00",1990,0,{"$f":"D2039*'2.Proyecto'!$E$18","v":0}]
["2014-03-24T22:00:09.940","22:00:00",1991,0,{"$f":"D2040*'2.Proyecto'!$E$18","v":0}]
["2014-03-24T23:00:09.945","23:00:00",1992,0,{"$f":"D2041*'2.Proyecto'!$E$18","v":0}]
["2014-03-25T00:00:09.950","00:00:00",1993,0,{"$f":"D2042*'2.Proyecto'!$E$18","v":0}]
["2014-03-25T01:00:09.955","01:00:00",1994,0,{"$f":"D2043*'2.Proyecto'!$E$18","v":0}]
["2014-03-25T02:00:09.960","02:00:00",1995,0,{"$f":"D2044*'2.Proyecto'!$E$18","v":0}]
["2014-03-25T03:00:09.965","03:00:00",1996,0,{"$f":"D2045*'2.Proyecto'!$E$18","v":0}]
["2014-03-25T04:00:09.970","04:00:00",1997,0,{"$f":"D2046*'2.Proyecto'!$E$18","v":0}]
["2014-03-25T05:00:09.975","05:00:00",1998,0,{"$f":"D2047*'2.Proyecto'!$E$18","v":0}]
["2014-03-25T06:00:09.980","06:00:00",1999,6.0999999999999999E-5,{"$f":"D2048*'2.Proyecto'!$E$18","v":3.0499999999999998E-3}]
["2014-03-25T07:00:09.985","07:00:00",2000,2.5099999999999998E-4,{"$f":"D2049*'2.Proyecto'!$E$18","v":1.2549999999999999E-2}]
["2014-03-25T08:00:09.990","08:00:00",2001,4.3100000000000001E-4,{"$f":"D2050*'2.Proyecto'!$E$18","v":2.155E-2}]
["2014-03-25T09:00:09.995","09:00:00",2002,5.6100000000000008E-4,{"$f":"D2051*'2.Proyecto'!$E$18","v":2.8050000000000005E-2}]
["2014-03-25T10:00:10","10:00:00",2003,6.4199999999999999E-4,{"$f":"D2052*'2.Proyecto'!$E$18","v":3.2099999999999997E-2}]
["2014-03-25T11:00:10.005","11:00:00",2004,6.8000000000000005E-4,{"$f":"D2053*'2.Proyecto'!$E$18","v":3.4000000000000002E-2}]
["2014-03-25T12:00:10.010","12:00:00",2005,6.9799999999999994E-4,{"$f":"D2054*'2.Proyecto'!$E$18","v":3.49E-2}]
["2014-03-25T13:00:10.015","13:00:00",2006,6.5200000000000002E-4,{"$f":"D2055*'2.Proyecto'!$E$18","v":3.2600000000000004E-2}]
["2014-03-25T14:00:10.020","14:00:00",2007,5.5700000000000009E-4,{"$f":"D2056*'2.Proyecto'!$E$18","v":2.7850000000000003E-2}]
["2014-03-25T15:00:10.025","15:00:00",2008,4.08E-4,{"$f":"D2057*'2.Proyecto'!$E$18","v":2.0400000000000001E-2}]
["2014-03-25T16:00:10.030","16:00:00",2009,2.32E-4,{"$f":"D2058*'2.Proyecto'!$E$18","v":1.1599999999999999E-2}]
["2014-03-25T17:00:10.035","17:00:00",2010,5.1999999999999997E-5,{"$f":"D2059*'2.Proyecto'!$E$18","v":2.5999999999999999E-3}]
["2014-03-25T18:00:10.040","18:00:00",2011,0,{"$f":"D2060*'2.Proyecto'!$E$18","v":0}]
["2014-03-25T19:00:10.045","19:00:00",2012,0,{"$f":"D2061*'2.Proyecto'!$E$18","v":0}]
["2014-03-25T20:00:10.050","20:00:00",2013,0,{"$f":"D2062*'2.Proyecto'!$E$18","v":0}]
["2014-03-25T21:00:10.055","21:00:00",2014,0,{"$f":"D2063*'2.Proyecto'!$E$18","v":0}]
["2014-03-25T22:00:10.060","22:00:00",2015,0,{"$f":"D2064*'2.Proyecto'!$E$18","v":0}]
["2014-03-25T23:00:10.065","23:00:00",2016,0,{"$f":"D2065*'2.Proyecto'!$E$18","v":0}]
["2014-03-26T00:00:10.070","00:00:00",2017,0,{"$f":"D2066*'2.Proyecto'!$E$18","v":0}]
["2014-03-26T01:00:10.075","01:00:00",2018,0,{"$f":"D2067*'2.Proyecto'!$E$18","v":0}]
["2014-03-26T02:00:10.080","02:00:00",2019,0,{"$f":"D2068*'2.Proyecto'!$E$18","v":0}]
["2014-03-26T03:00:10.085","03:00:00",2020,0,{"$f":"D2069*'2.Proyecto'!$E$18","v":0}]
["2014-03-26T04:00:10.090","04:00:00",2021,0,{"$f":"D2070*'2.Proyecto'!$E$18","v":0}]
["2014-03-26T05:00:10.095","05:00:00",2022,0,{"$f":"D2071*'2.Proyecto'!$E$18","v":0}]
["2014-03-26T06:00:10.100","06:00:00",2023,3.5999999999999994E-5,{"$f":"D2072*'2.Proyecto'!$E$18","v":1.7999999999999997E-3}]
["2014-03-26T07:00:10.105","07:00:00",2024,1.4399999999999998E-4,{"$f":"D2073*'2.Proyecto'!$E$18","v":7.1999999999999989E-3}]
["2014-03-26T08:00:10.110","08:00:00",2025,2.5599999999999999E-4,{"$f":"D2074*'2.Proyecto'!$E$18","v":1.2799999999999999E-2}]
["2014-03-26T09:00:10.115","09:00:00",2026,3.68E-4,{"$f":"D2075*'2.Proyecto'!$E$18","v":1.84E-2}]
["2014-03-26T10:00:10.120","10:00:00",2027,4.6700000000000002E-4,{"$f":"D2076*'2.Proyecto'!$E$18","v":2.3350000000000003E-2}]
["2014-03-26T11:00:10.125","11:00:00",2028,5.13E-4,{"$f":"D2077*'2.Proyecto'!$E$18","v":2.5649999999999999E-2}]
["2014-03-26T12:00:10.130","12:00:00",2029,4.9299999999999995E-4,{"$f":"D2078*'2.Proyecto'!$E$18","v":2.4649999999999998E-2}]
["2014-03-26T13:00:10.135","13:00:00",2030,4.6700000000000002E-4,{"$f":"D2079*'2.Proyecto'!$E$18","v":2.3350000000000003E-2}]
["2014-03-26T14:00:10.140","14:00:00",2031,4.4200000000000001E-4,{"$f":"D2080*'2.Proyecto'!$E$18","v":2.2100000000000002E-2}]
["2014-03-26T15:00:10.145","15:00:00",2032,3.6400000000000001E-4,{"$f":"D2081*'2.Proyecto'!$E$18","v":1.8200000000000001E-2}]
["2014-03-26T16:00:10.150","16:00:00",2033,2.0799999999999999E-4,{"$f":"D2082*'2.Proyecto'!$E$18","v":1.04E-2}]
["2014-03-26T17:00:10.155","17:00:00",2034,4.3999999999999999E-5,{"$f":"D2083*'2.Proyecto'!$E$18","v":2.2000000000000001E-3}]
["2014-03-26T18:00:10.160","18:00:00",2035,0,{"$f":"D2084*'2.Proyecto'!$E$18","v":0}]
["2014-03-26T19:00:10.165","19:00:00",2036,0,{"$f":"D2085*'2.Proyecto'!$E$18","v":0}]
["2014-03-26T20:00:10.170","20:00:00",2037,0,{"$f":"D2086*'2.Proyecto'!$E$18","v":0}]
["2014-03-26T21:00:10.175","21:00:00",2038,0,{"$f":"D2087*'2.Proyecto'!$E$18","v":0}]
["2014-03-26T22:00:10.180","22:00:00",2039,0,{"$f":"D2088*'2.Proyecto'!$E$18","v":0}]
["2014-03-26T23:00:10.185","23:00:00",2040,0,{"$f":"D2089*'2.Proyecto'!$E$18","v":0}]
["2014-03-27T00:00:10.190","00:00:00",2041,0,{"$f":"D2090*'2.Proyecto'!$E$18","v":0}]
["2014-03-27T01:00:10.195","01:00:00",2042,0,{"$f":"D2091*'2.Proyecto'!$E$18","v":0}]
["2014-03-27T02:00:10.200","02:00:00",2043,0,{"$f":"D2092*'2.Proyecto'!$E$18","v":0}]
["2014-03-27T03:00:10.205","03:00:00",2044,0,{"$f":"D2093*'2.Proyecto'!$E$18","v":0}]
["2014-03-27T04:00:10.210","04:00:00",2045,0,{"$f":"D2094*'2.Proyecto'!$E$18","v":0}]
["2014-03-27T05:00:10.215","05:00:00",2046,0,{"$f":"D2095*'2.Proyecto'!$E$18","v":0}]
["2014-03-27T06:00:10.220","06:00:00",2047,6.6000000000000005E-5,{"$f":"D2096*'2.Proyecto'!$E$18","v":3.3000000000000004E-3}]
["2014-03-27T07:00:10.225","07:00:00",2048,2.6499999999999999E-4,{"$f":"D2097*'2.Proyecto'!$E$18","v":1.325E-2}]
["2014-03-27T08:00:10.230","08:00:00",2049,4.4900000000000002E-4,{"$f":"D2098*'2.Proyecto'!$E$18","v":2.2450000000000001E-2}]
["2014-03-27T09:00:10.235","09:00:00",2050,5.8699999999999996E-4,{"$f":"D2099*'2.Proyecto'!$E$18","v":2.9349999999999998E-2}]
["2014-03-27T10:00:10.240","10:00:00",2051,6.7200000000000007E-4,{"$f":"D2100*'2.Proyecto'!$E$18","v":3.3600000000000005E-2}]
["2014-03-27T11:00:10.245","11:00:00",2052,7.0399999999999998E-4,{"$f":"D2101*'2.Proyecto'!$E$18","v":3.5200000000000002E-2}]
["2014-03-27T12:00:10.250","12:00:00",2053,6.9099999999999999E-4,{"$f":"D2102*'2.Proyecto'!$E$18","v":3.4549999999999997E-2}]
["2014-03-27T13:00:10.255","13:00:00",2054,6.4000000000000005E-4,{"$f":"D2103*'2.Proyecto'!$E$18","v":3.2000000000000001E-2}]
["2014-03-27T14:00:10.260","14:00:00",2055,5.2700000000000002E-4,{"$f":"D2104*'2.Proyecto'!$E$18","v":2.6350000000000002E-2}]
["2014-03-27T15:00:10.265","15:00:00",2056,3.8299999999999999E-4,{"$f":"D2105*'2.Proyecto'!$E$18","v":1.915E-2}]
["2014-03-27T16:00:10.270","16:00:00",2057,1.74E-4,{"$f":"D2106*'2.Proyecto'!$E$18","v":8.6999999999999994E-3}]
["2014-03-27T17:00:10.275","17:00:00",2058,4.1E-5,{"$f":"D2107*'2.Proyecto'!$E$18","v":2.0500000000000002E-3}]
["2014-03-27T18:00:10.280","18:00:00",2059,0,{"$f":"D2108*'2.Proyecto'!$E$18","v":0}]
["2014-03-27T19:00:10.285","19:00:00",2060,0,{"$f":"D2109*'2.Proyecto'!$E$18","v":0}]
["2014-03-27T20:00:10.290","20:00:00",2061,0,{"$f":"D2110*'2.Proyecto'!$E$18","v":0}]
["2014-03-27T21:00:10.295","21:00:00",2062,0,{"$f":"D2111*'2.Proyecto'!$E$18","v":0}]
["2014-03-27T22:00:10.300","22:00:00",2063,0,{"$f":"D2112*'2.Proyecto'!$E$18","v":0}]
["2014-03-27T23:00:10.305","23:00:00",2064,0,{"$f":"D2113*'2.Proyecto'!$E$18","v":0}]
["2014-03-28T00:00:10.310","00:00:00",2065,0,{"$f":"D2114*'2.Proyecto'!$E$18","v":0}]
["2014-03-28T01:00:10.315","01:00:00",2066,0,{"$f":"D2115*'2.Proyecto'!$E$18","v":0}]
["2014-03-28T02:00:10.320","02:00:00",2067,0,{"$f":"D2116*'2.Proyecto'!$E$18","v":0}]
["2014-03-28T03:00:10.325","03:00:00",2068,0,{"$f":"D2117*'2.Proyecto'!$E$18","v":0}]
["2014-03-28T04:00:10.330","04:00:00",2069,0,{"$f":"D2118*'2.Proyecto'!$E$18","v":0}]
["2014-03-28T05:00:10.335","05:00:00",2070,0,{"$f":"D2119*'2.Proyecto'!$E$18","v":0}]
["2014-03-28T06:00:10.340","06:00:00",2071,6.3E-5,{"$f":"D2120*'2.Proyecto'!$E$18","v":3.15E-3}]
["2014-03-28T07:00:10.345","07:00:00",2072,2.5399999999999999E-4,{"$f":"D2121*'2.Proyecto'!$E$18","v":1.2699999999999999E-2}]
["2014-03-28T08:00:10.350","08:00:00",2073,4.4500000000000003E-4,{"$f":"D2122*'2.Proyecto'!$E$18","v":2.2250000000000002E-2}]
["2014-03-28T09:00:10.355","09:00:00",2074,5.7899999999999998E-4,{"$f":"D2123*'2.Proyecto'!$E$18","v":2.895E-2}]
["2014-03-28T10:00:10.360","10:00:00",2075,6.5900000000000008E-4,{"$f":"D2124*'2.Proyecto'!$E$18","v":3.2950000000000007E-2}]
["2014-03-28T11:00:10.365","11:00:00",2076,6.8899999999999994E-4,{"$f":"D2125*'2.Proyecto'!$E$18","v":3.4449999999999995E-2}]
["2014-03-28T12:00:10.370","12:00:00",2077,6.8000000000000005E-4,{"$f":"D2126*'2.Proyecto'!$E$18","v":3.4000000000000002E-2}]
["2014-03-28T13:00:10.375","13:00:00",2078,6.3400000000000001E-4,{"$f":"D2127*'2.Proyecto'!$E$18","v":3.1699999999999999E-2}]
["2014-03-28T14:00:10.380","14:00:00",2079,5.4100000000000003E-4,{"$f":"D2128*'2.Proyecto'!$E$18","v":2.7050000000000001E-2}]
["2014-03-28T15:00:10.385","15:00:00",2080,4.0000000000000002E-4,{"$f":"D2129*'2.Proyecto'!$E$18","v":0.02}]
["2014-03-28T16:00:10.390","16:00:00",2081,2.22E-4,{"$f":"D2130*'2.Proyecto'!$E$18","v":1.11E-2}]
["2014-03-28T17:00:10.395","17:00:00",2082,4.8000000000000001E-5,{"$f":"D2131*'2.Proyecto'!$E$18","v":2.4000000000000002E-3}]
["2014-03-28T18:00:10.400","18:00:00",2083,0,{"$f":"D2132*'2.Proyecto'!$E$18","v":0}]
["2014-03-28T19:00:10.405","19:00:00",2084,0,{"$f":"D2133*'2.Proyecto'!$E$18","v":0}]
["2014-03-28T20:00:10.410","20:00:00",2085,0,{"$f":"D2134*'2.Proyecto'!$E$18","v":0}]
["2014-03-28T21:00:10.415","21:00:00",2086,0,{"$f":"D2135*'2.Proyecto'!$E$18","v":0}]
["2014-03-28T22:00:10.420","22:00:00",2087,0,{"$f":"D2136*'2.Proyecto'!$E$18","v":0}]
["2014-03-28T23:00:10.425","23:00:00",2088,0,{"$f":"D2137*'2.Proyecto'!$E$18","v":0}]
["2014-03-29T00:00:10.430","00:00:00",2089,0,{"$f":"D2138*'2.Proyecto'!$E$18","v":0}]
["2014-03-29T01:00:10.435","01:00:00",2090,0,{"$f":"D2139*'2.Proyecto'!$E$18","v":0}]
["2014-03-29T02:00:10.440","02:00:00",2091,0,{"$f":"D2140*'2.Proyecto'!$E$18","v":0}]
["2014-03-29T03:00:10.445","03:00:00",2092,0,{"$f":"D2141*'2.Proyecto'!$E$18","v":0}]
["2014-03-29T04:00:10.450","04:00:00",2093,0,{"$f":"D2142*'2.Proyecto'!$E$18","v":0}]
["2014-03-29T05:00:10.455","05:00:00",2094,0,{"$f":"D2143*'2.Proyecto'!$E$18","v":0}]
["2014-03-29T06:00:10.460","06:00:00",2095,6.3999999999999997E-5,{"$f":"D2144*'2.Proyecto'!$E$18","v":3.1999999999999997E-3}]
["2014-03-29T07:00:10.465","07:00:00",2096,2.2800000000000001E-4,{"$f":"D2145*'2.Proyecto'!$E$18","v":1.14E-2}]
["2014-03-29T08:00:10.470","08:00:00",2097,3.3600000000000004E-4,{"$f":"D2146*'2.Proyecto'!$E$18","v":1.6800000000000002E-2}]
["2014-03-29T09:00:10.475","09:00:00",2098,4.7399999999999997E-4,{"$f":"D2147*'2.Proyecto'!$E$18","v":2.3699999999999999E-2}]
["2014-03-29T10:00:10.480","10:00:00",2099,6.3000000000000003E-4,{"$f":"D2148*'2.Proyecto'!$E$18","v":3.15E-2}]
["2014-03-29T11:00:10.485","11:00:00",2100,6.8999999999999997E-4,{"$f":"D2149*'2.Proyecto'!$E$18","v":3.4499999999999996E-2}]
["2014-03-29T12:00:10.490","12:00:00",2101,6.7000000000000002E-4,{"$f":"D2150*'2.Proyecto'!$E$18","v":3.3500000000000002E-2}]
["2014-03-29T13:00:10.495","13:00:00",2102,5.9400000000000002E-4,{"$f":"D2151*'2.Proyecto'!$E$18","v":2.9700000000000001E-2}]
["2014-03-29T14:00:10.500","14:00:00",2103,5.1000000000000004E-4,{"$f":"D2152*'2.Proyecto'!$E$18","v":2.5500000000000002E-2}]
["2014-03-29T15:00:10.505","15:00:00",2104,4.0000000000000002E-4,{"$f":"D2153*'2.Proyecto'!$E$18","v":0.02}]
["2014-03-29T16:00:10.510","16:00:00",2105,2.1699999999999999E-4,{"$f":"D2154*'2.Proyecto'!$E$18","v":1.085E-2}]
["2014-03-29T17:00:10.515","17:00:00",2106,4.2999999999999995E-5,{"$f":"D2155*'2.Proyecto'!$E$18","v":2.1499999999999996E-3}]
["2014-03-29T18:00:10.520","18:00:00",2107,0,{"$f":"D2156*'2.Proyecto'!$E$18","v":0}]
["2014-03-29T19:00:10.525","19:00:00",2108,0,{"$f":"D2157*'2.Proyecto'!$E$18","v":0}]
["2014-03-29T20:00:10.530","20:00:00",2109,0,{"$f":"D2158*'2.Proyecto'!$E$18","v":0}]
["2014-03-29T21:00:10.535","21:00:00",2110,0,{"$f":"D2159*'2.Proyecto'!$E$18","v":0}]
["2014-03-29T22:00:10.540","22:00:00",2111,0,{"$f":"D2160*'2.Proyecto'!$E$18","v":0}]
["2014-03-29T23:00:10.545","23:00:00",2112,0,{"$f":"D2161*'2.Proyecto'!$E$18","v":0}]
["2014-03-30T00:00:10.550","00:00:00",2113,0,{"$f":"D2162*'2.Proyecto'!$E$18","v":0}]
["2014-03-30T01:00:10.555","01:00:00",2114,0,{"$f":"D2163*'2.Proyecto'!$E$18","v":0}]
["2014-03-30T02:00:10.560","02:00:00",2115,0,{"$f":"D2164*'2.Proyecto'!$E$18","v":0}]
["2014-03-30T03:00:10.565","03:00:00",2116,0,{"$f":"D2165*'2.Proyecto'!$E$18","v":0}]
["2014-03-30T04:00:10.570","04:00:00",2117,0,{"$f":"D2166*'2.Proyecto'!$E$18","v":0}]
["2014-03-30T05:00:10.575","05:00:00",2118,0,{"$f":"D2167*'2.Proyecto'!$E$18","v":0}]
["2014-03-30T06:00:10.580","06:00:00",2119,4.6999999999999997E-5,{"$f":"D2168*'2.Proyecto'!$E$18","v":2.3499999999999997E-3}]
["2014-03-30T07:00:10.585","07:00:00",2120,2.05E-4,{"$f":"D2169*'2.Proyecto'!$E$18","v":1.025E-2}]
["2014-03-30T08:00:10.590","08:00:00",2121,3.7599999999999998E-4,{"$f":"D2170*'2.Proyecto'!$E$18","v":1.8799999999999997E-2}]
["2014-03-30T09:00:10.595","09:00:00",2122,4.9399999999999997E-4,{"$f":"D2171*'2.Proyecto'!$E$18","v":2.47E-2}]
["2014-03-30T10:00:10.600","10:00:00",2123,5.7699999999999993E-4,{"$f":"D2172*'2.Proyecto'!$E$18","v":2.8849999999999997E-2}]
["2014-03-30T11:00:10.605","11:00:00",2124,5.8799999999999998E-4,{"$f":"D2173*'2.Proyecto'!$E$18","v":2.9399999999999999E-2}]
["2014-03-30T12:00:10.610","12:00:00",2125,5.7499999999999999E-4,{"$f":"D2174*'2.Proyecto'!$E$18","v":2.8749999999999998E-2}]
["2014-03-30T13:00:10.615","13:00:00",2126,4.9700000000000005E-4,{"$f":"D2175*'2.Proyecto'!$E$18","v":2.4850000000000004E-2}]
["2014-03-30T14:00:10.620","14:00:00",2127,3.8200000000000002E-4,{"$f":"D2176*'2.Proyecto'!$E$18","v":1.9100000000000002E-2}]
["2014-03-30T15:00:10.625","15:00:00",2128,2.5799999999999998E-4,{"$f":"D2177*'2.Proyecto'!$E$18","v":1.2899999999999998E-2}]
["2014-03-30T16:00:10.630","16:00:00",2129,1.4099999999999998E-4,{"$f":"D2178*'2.Proyecto'!$E$18","v":7.049999999999999E-3}]
["2014-03-30T17:00:10.635","17:00:00",2130,3.1999999999999999E-5,{"$f":"D2179*'2.Proyecto'!$E$18","v":1.5999999999999999E-3}]
["2014-03-30T18:00:10.640","18:00:00",2131,0,{"$f":"D2180*'2.Proyecto'!$E$18","v":0}]
["2014-03-30T19:00:10.645","19:00:00",2132,0,{"$f":"D2181*'2.Proyecto'!$E$18","v":0}]
["2014-03-30T20:00:10.650","20:00:00",2133,0,{"$f":"D2182*'2.Proyecto'!$E$18","v":0}]
["2014-03-30T21:00:10.655","21:00:00",2134,0,{"$f":"D2183*'2.Proyecto'!$E$18","v":0}]
["2014-03-30T22:00:10.660","22:00:00",2135,0,{"$f":"D2184*'2.Proyecto'!$E$18","v":0}]
["2014-03-30T23:00:10.665","23:00:00",2136,0,{"$f":"D2185*'2.Proyecto'!$E$18","v":0}]
["2014-03-31T00:00:10.670","00:00:00",2137,0,{"$f":"D2186*'2.Proyecto'!$E$18","v":0}]
["2014-03-31T01:00:10.675","01:00:00",2138,0,{"$f":"D2187*'2.Proyecto'!$E$18","v":0}]
["2014-03-31T02:00:10.680","02:00:00",2139,0,{"$f":"D2188*'2.Proyecto'!$E$18","v":0}]
["2014-03-31T03:00:10.685","03:00:00",2140,0,{"$f":"D2189*'2.Proyecto'!$E$18","v":0}]
["2014-03-31T04:00:10.690","04:00:00",2141,0,{"$f":"D2190*'2.Proyecto'!$E$18","v":0}]
["2014-03-31T05:00:10.695","05:00:00",2142,0,{"$f":"D2191*'2.Proyecto'!$E$18","v":0}]
["2014-03-31T06:00:10.700","06:00:00",2143,3.8999999999999999E-5,{"$f":"D2192*'2.Proyecto'!$E$18","v":1.9499999999999999E-3}]
["2014-03-31T07:00:10.705","07:00:00",2144,1.7299999999999998E-4,{"$f":"D2193*'2.Proyecto'!$E$18","v":8.649999999999998E-3}]
["2014-03-31T08:00:10.710","08:00:00",2145,3.5099999999999997E-4,{"$f":"D2194*'2.Proyecto'!$E$18","v":1.755E-2}]
["2014-03-31T09:00:10.715","09:00:00",2146,5.2700000000000002E-4,{"$f":"D2195*'2.Proyecto'!$E$18","v":2.6350000000000002E-2}]
["2014-03-31T10:00:10.720","10:00:00",2147,6.2E-4,{"$f":"D2196*'2.Proyecto'!$E$18","v":3.1E-2}]
["2014-03-31T11:00:10.725","11:00:00",2148,6.4900000000000005E-4,{"$f":"D2197*'2.Proyecto'!$E$18","v":3.245E-2}]
["2014-03-31T12:00:10.730","12:00:00",2149,6.2799999999999998E-4,{"$f":"D2198*'2.Proyecto'!$E$18","v":3.1399999999999997E-2}]
["2014-03-31T13:00:10.735","13:00:00",2150,5.7399999999999997E-4,{"$f":"D2199*'2.Proyecto'!$E$18","v":2.87E-2}]
["2014-03-31T14:00:10.740","14:00:00",2151,4.8799999999999999E-4,{"$f":"D2200*'2.Proyecto'!$E$18","v":2.4399999999999998E-2}]
["2014-03-31T15:00:10.745","15:00:00",2152,3.4300000000000004E-4,{"$f":"D2201*'2.Proyecto'!$E$18","v":1.7150000000000002E-2}]
["2014-03-31T16:00:10.750","16:00:00",2153,1.8699999999999999E-4,{"$f":"D2202*'2.Proyecto'!$E$18","v":9.3499999999999989E-3}]
["2014-03-31T17:00:10.755","17:00:00",2154,4.6E-5,{"$f":"D2203*'2.Proyecto'!$E$18","v":2.3E-3}]
["2014-03-31T18:00:10.760","18:00:00",2155,0,{"$f":"D2204*'2.Proyecto'!$E$18","v":0}]
["2014-03-31T19:00:10.765","19:00:00",2156,0,{"$f":"D2205*'2.Proyecto'!$E$18","v":0}]
["2014-03-31T20:00:10.770","20:00:00",2157,0,{"$f":"D2206*'2.Proyecto'!$E$18","v":0}]
["2014-03-31T21:00:10.775","21:00:00",2158,0,{"$f":"D2207*'2.Proyecto'!$E$18","v":0}]
["2014-03-31T22:00:10.780","22:00:00",2159,0,{"$f":"D2208*'2.Proyecto'!$E$18","v":0}]
["2014-03-31T23:00:10.785","23:00:00",2160,0,{"$f":"D2209*'2.Proyecto'!$E$18","v":0}]
["2014-04-01T00:00:10.790","00:00:00",2161,0,{"$f":"D2210*'2.Proyecto'!$E$18","v":0}]
["2014-04-01T01:00:10.795","01:00:00",2162,0,{"$f":"D2211*'2.Proyecto'!$E$18","v":0}]
["2014-04-01T02:00:10.800","02:00:00",2163,0,{"$f":"D2212*'2.Proyecto'!$E$18","v":0}]
["2014-04-01T03:00:10.805","03:00:00",2164,0,{"$f":"D2213*'2.Proyecto'!$E$18","v":0}]
["2014-04-01T04:00:10.810","04:00:00",2165,0,{"$f":"D2214*'2.Proyecto'!$E$18","v":0}]
["2014-04-01T05:00:10.815","05:00:00",2166,0,{"$f":"D2215*'2.Proyecto'!$E$18","v":0}]
["2014-04-01T06:00:10.820","06:00:00",2167,6.900000000000001E-5,{"$f":"D2216*'2.Proyecto'!$E$18","v":3.4500000000000004E-3}]
["2014-04-01T07:00:10.825","07:00:00",2168,2.6000000000000003E-4,{"$f":"D2217*'2.Proyecto'!$E$18","v":1.3000000000000001E-2}]
["2014-04-01T08:00:10.830","08:00:00",2169,4.4299999999999998E-4,{"$f":"D2218*'2.Proyecto'!$E$18","v":2.215E-2}]
["2014-04-01T09:00:10.835","09:00:00",2170,5.7599999999999991E-4,{"$f":"D2219*'2.Proyecto'!$E$18","v":2.8799999999999996E-2}]
["2014-04-01T10:00:10.840","10:00:00",2171,6.6100000000000002E-4,{"$f":"D2220*'2.Proyecto'!$E$18","v":3.3050000000000003E-2}]
["2014-04-01T11:00:10.845","11:00:00",2172,6.9699999999999992E-4,{"$f":"D2221*'2.Proyecto'!$E$18","v":3.4849999999999999E-2}]
["2014-04-01T12:00:10.850","12:00:00",2173,6.9199999999999991E-4,{"$f":"D2222*'2.Proyecto'!$E$18","v":3.4599999999999992E-2}]
["2014-04-01T13:00:10.855","13:00:00",2174,6.4300000000000002E-4,{"$f":"D2223*'2.Proyecto'!$E$18","v":3.2149999999999998E-2}]
["2014-04-01T14:00:10.860","14:00:00",2175,5.5700000000000009E-4,{"$f":"D2224*'2.Proyecto'!$E$18","v":2.7850000000000003E-2}]
["2014-04-01T15:00:10.865","15:00:00",2176,4.0999999999999999E-4,{"$f":"D2225*'2.Proyecto'!$E$18","v":2.0500000000000001E-2}]
["2014-04-01T16:00:10.870","16:00:00",2177,1.7799999999999999E-4,{"$f":"D2226*'2.Proyecto'!$E$18","v":8.8999999999999999E-3}]
["2014-04-01T17:00:10.875","17:00:00",2178,4.6999999999999997E-5,{"$f":"D2227*'2.Proyecto'!$E$18","v":2.3499999999999997E-3}]
["2014-04-01T18:00:10.880","18:00:00",2179,0,{"$f":"D2228*'2.Proyecto'!$E$18","v":0}]
["2014-04-01T19:00:10.885","19:00:00",2180,0,{"$f":"D2229*'2.Proyecto'!$E$18","v":0}]
["2014-04-01T20:00:10.890","20:00:00",2181,0,{"$f":"D2230*'2.Proyecto'!$E$18","v":0}]
["2014-04-01T21:00:10.895","21:00:00",2182,0,{"$f":"D2231*'2.Proyecto'!$E$18","v":0}]
["2014-04-01T22:00:10.900","22:00:00",2183,0,{"$f":"D2232*'2.Proyecto'!$E$18","v":0}]
["2014-04-01T23:00:10.905","23:00:00",2184,0,{"$f":"D2233*'2.Proyecto'!$E$18","v":0}]
["2014-04-02T00:00:10.910","00:00:00",2185,0,{"$f":"D2234*'2.Proyecto'!$E$18","v":0}]
["2014-04-02T01:00:10.915","01:00:00",2186,0,{"$f":"D2235*'2.Proyecto'!$E$18","v":0}]
["2014-04-02T02:00:10.920","02:00:00",2187,0,{"$f":"D2236*'2.Proyecto'!$E$18","v":0}]
["2014-04-02T03:00:10.925","03:00:00",2188,0,{"$f":"D2237*'2.Proyecto'!$E$18","v":0}]
["2014-04-02T04:00:10.930","04:00:00",2189,0,{"$f":"D2238*'2.Proyecto'!$E$18","v":0}]
["2014-04-02T05:00:10.935","05:00:00",2190,0,{"$f":"D2239*'2.Proyecto'!$E$18","v":0}]
["2014-04-02T06:00:10.940","06:00:00",2191,7.0999999999999991E-5,{"$f":"D2240*'2.Proyecto'!$E$18","v":3.5499999999999993E-3}]
["2014-04-02T07:00:10.945","07:00:00",2192,2.7E-4,{"$f":"D2241*'2.Proyecto'!$E$18","v":1.35E-2}]
["2014-04-02T08:00:10.950","08:00:00",2193,4.5300000000000001E-4,{"$f":"D2242*'2.Proyecto'!$E$18","v":2.265E-2}]
["2014-04-02T09:00:10.955","09:00:00",2194,5.8799999999999998E-4,{"$f":"D2243*'2.Proyecto'!$E$18","v":2.9399999999999999E-2}]
["2014-04-02T10:00:10.960","10:00:00",2195,6.7200000000000007E-4,{"$f":"D2244*'2.Proyecto'!$E$18","v":3.3600000000000005E-2}]
["2014-04-02T11:00:10.965","11:00:00",2196,7.0899999999999999E-4,{"$f":"D2245*'2.Proyecto'!$E$18","v":3.5450000000000002E-2}]
["2014-04-02T12:00:10.970","12:00:00",2197,7.0199999999999993E-4,{"$f":"D2246*'2.Proyecto'!$E$18","v":3.5099999999999999E-2}]
["2014-04-02T13:00:10.975","13:00:00",2198,6.5300000000000004E-4,{"$f":"D2247*'2.Proyecto'!$E$18","v":3.2650000000000005E-2}]
["2014-04-02T14:00:10.980","14:00:00",2199,5.6000000000000006E-4,{"$f":"D2248*'2.Proyecto'!$E$18","v":2.8000000000000004E-2}]
["2014-04-02T15:00:10.985","15:00:00",2200,4.06E-4,{"$f":"D2249*'2.Proyecto'!$E$18","v":2.0299999999999999E-2}]
["2014-04-02T16:00:10.990","16:00:00",2201,1.94E-4,{"$f":"D2250*'2.Proyecto'!$E$18","v":9.7000000000000003E-3}]
["2014-04-02T17:00:10.995","17:00:00",2202,4.8000000000000001E-5,{"$f":"D2251*'2.Proyecto'!$E$18","v":2.4000000000000002E-3}]
["2014-04-02T18:00:11","18:00:00",2203,0,{"$f":"D2252*'2.Proyecto'!$E$18","v":0}]
["2014-04-02T19:00:11.005","19:00:00",2204,0,{"$f":"D2253*'2.Proyecto'!$E$18","v":0}]
["2014-04-02T20:00:11.010","20:00:00",2205,0,{"$f":"D2254*'2.Proyecto'!$E$18","v":0}]
["2014-04-02T21:00:11.015","21:00:00",2206,0,{"$f":"D2255*'2.Proyecto'!$E$18","v":0}]
["2014-04-02T22:00:11.020","22:00:00",2207,0,{"$f":"D2256*'2.Proyecto'!$E$18","v":0}]
["2014-04-02T23:00:11.025","23:00:00",2208,0,{"$f":"D2257*'2.Proyecto'!$E$18","v":0}]
["2014-04-03T00:00:11.030","00:00:00",2209,0,{"$f":"D2258*'2.Proyecto'!$E$18","v":0}]
["2014-04-03T01:00:11.035","01:00:00",2210,0,{"$f":"D2259*'2.Proyecto'!$E$18","v":0}]
["2014-04-03T02:00:11.040","02:00:00",2211,0,{"$f":"D2260*'2.Proyecto'!$E$18","v":0}]
["2014-04-03T03:00:11.045","03:00:00",2212,0,{"$f":"D2261*'2.Proyecto'!$E$18","v":0}]
["2014-04-03T04:00:11.050","04:00:00",2213,0,{"$f":"D2262*'2.Proyecto'!$E$18","v":0}]
["2014-04-03T05:00:11.055","05:00:00",2214,0,{"$f":"D2263*'2.Proyecto'!$E$18","v":0}]
["2014-04-03T06:00:11.060","06:00:00",2215,7.6000000000000004E-5,{"$f":"D2264*'2.Proyecto'!$E$18","v":3.8000000000000004E-3}]
["2014-04-03T07:00:11.065","07:00:00",2216,2.7600000000000004E-4,{"$f":"D2265*'2.Proyecto'!$E$18","v":1.3800000000000002E-2}]
["2014-04-03T08:00:11.070","08:00:00",2217,4.5600000000000003E-4,{"$f":"D2266*'2.Proyecto'!$E$18","v":2.2800000000000001E-2}]
["2014-04-03T09:00:11.075","09:00:00",2218,5.8900000000000001E-4,{"$f":"D2267*'2.Proyecto'!$E$18","v":2.945E-2}]
["2014-04-03T10:00:11.080","10:00:00",2219,6.7200000000000007E-4,{"$f":"D2268*'2.Proyecto'!$E$18","v":3.3600000000000005E-2}]
["2014-04-03T11:00:11.085","11:00:00",2220,7.0799999999999997E-4,{"$f":"D2269*'2.Proyecto'!$E$18","v":3.5400000000000001E-2}]
["2014-04-03T12:00:11.090","12:00:00",2221,6.9899999999999997E-4,{"$f":"D2270*'2.Proyecto'!$E$18","v":3.4949999999999995E-2}]
["2014-04-03T13:00:11.095","13:00:00",2222,6.4800000000000003E-4,{"$f":"D2271*'2.Proyecto'!$E$18","v":3.2399999999999998E-2}]
["2014-04-03T14:00:11.100","14:00:00",2223,5.5400000000000002E-4,{"$f":"D2272*'2.Proyecto'!$E$18","v":2.7700000000000002E-2}]
["2014-04-03T15:00:11.105","15:00:00",2224,3.8999999999999999E-4,{"$f":"D2273*'2.Proyecto'!$E$18","v":1.95E-2}]
["2014-04-03T16:00:11.110","16:00:00",2225,1.7199999999999998E-4,{"$f":"D2274*'2.Proyecto'!$E$18","v":8.5999999999999983E-3}]
["2014-04-03T17:00:11.115","17:00:00",2226,3.4E-5,{"$f":"D2275*'2.Proyecto'!$E$18","v":1.6999999999999999E-3}]
["2014-04-03T18:00:11.120","18:00:00",2227,0,{"$f":"D2276*'2.Proyecto'!$E$18","v":0}]
["2014-04-03T19:00:11.125","19:00:00",2228,0,{"$f":"D2277*'2.Proyecto'!$E$18","v":0}]
["2014-04-03T20:00:11.130","20:00:00",2229,0,{"$f":"D2278*'2.Proyecto'!$E$18","v":0}]
["2014-04-03T21:00:11.135","21:00:00",2230,0,{"$f":"D2279*'2.Proyecto'!$E$18","v":0}]
["2014-04-03T22:00:11.140","22:00:00",2231,0,{"$f":"D2280*'2.Proyecto'!$E$18","v":0}]
["2014-04-03T23:00:11.145","23:00:00",2232,0,{"$f":"D2281*'2.Proyecto'!$E$18","v":0}]
["2014-04-04T00:00:11.150","00:00:00",2233,0,{"$f":"D2282*'2.Proyecto'!$E$18","v":0}]
["2014-04-04T01:00:11.155","01:00:00",2234,0,{"$f":"D2283*'2.Proyecto'!$E$18","v":0}]
["2014-04-04T02:00:11.160","02:00:00",2235,0,{"$f":"D2284*'2.Proyecto'!$E$18","v":0}]
["2014-04-04T03:00:11.165","03:00:00",2236,0,{"$f":"D2285*'2.Proyecto'!$E$18","v":0}]
["2014-04-04T04:00:11.170","04:00:00",2237,0,{"$f":"D2286*'2.Proyecto'!$E$18","v":0}]
["2014-04-04T05:00:11.175","05:00:00",2238,0,{"$f":"D2287*'2.Proyecto'!$E$18","v":0}]
["2014-04-04T06:00:11.180","06:00:00",2239,7.6000000000000004E-5,{"$f":"D2288*'2.Proyecto'!$E$18","v":3.8000000000000004E-3}]
["2014-04-04T07:00:11.185","07:00:00",2240,2.7100000000000003E-4,{"$f":"D2289*'2.Proyecto'!$E$18","v":1.3550000000000001E-2}]
["2014-04-04T08:00:11.190","08:00:00",2241,4.4900000000000002E-4,{"$f":"D2290*'2.Proyecto'!$E$18","v":2.2450000000000001E-2}]
["2014-04-04T09:00:11.195","09:00:00",2242,5.8099999999999992E-4,{"$f":"D2291*'2.Proyecto'!$E$18","v":2.9049999999999996E-2}]
["2014-04-04T10:00:11.200","10:00:00",2243,6.6300000000000007E-4,{"$f":"D2292*'2.Proyecto'!$E$18","v":3.3150000000000006E-2}]
["2014-04-04T11:00:11.205","11:00:00",2244,6.9699999999999992E-4,{"$f":"D2293*'2.Proyecto'!$E$18","v":3.4849999999999999E-2}]
["2014-04-04T12:00:11.210","12:00:00",2245,6.8799999999999992E-4,{"$f":"D2294*'2.Proyecto'!$E$18","v":3.4399999999999993E-2}]
["2014-04-04T13:00:11.215","13:00:00",2246,6.3699999999999998E-4,{"$f":"D2295*'2.Proyecto'!$E$18","v":3.1849999999999996E-2}]
["2014-04-04T14:00:11.220","14:00:00",2247,5.4200000000000006E-4,{"$f":"D2296*'2.Proyecto'!$E$18","v":2.7100000000000003E-2}]
["2014-04-04T15:00:11.225","15:00:00",2248,4.0200000000000001E-4,{"$f":"D2297*'2.Proyecto'!$E$18","v":2.01E-2}]
["2014-04-04T16:00:11.230","16:00:00",2249,2.0000000000000001E-4,{"$f":"D2298*'2.Proyecto'!$E$18","v":0.01}]
["2014-04-04T17:00:11.235","17:00:00",2250,4.2999999999999995E-5,{"$f":"D2299*'2.Proyecto'!$E$18","v":2.1499999999999996E-3}]
["2014-04-04T18:00:11.240","18:00:00",2251,0,{"$f":"D2300*'2.Proyecto'!$E$18","v":0}]
["2014-04-04T19:00:11.245","19:00:00",2252,0,{"$f":"D2301*'2.Proyecto'!$E$18","v":0}]
["2014-04-04T20:00:11.250","20:00:00",2253,0,{"$f":"D2302*'2.Proyecto'!$E$18","v":0}]
["2014-04-04T21:00:11.255","21:00:00",2254,0,{"$f":"D2303*'2.Proyecto'!$E$18","v":0}]
["2014-04-04T22:00:11.260","22:00:00",2255,0,{"$f":"D2304*'2.Proyecto'!$E$18","v":0}]
["2014-04-04T23:00:11.265","23:00:00",2256,0,{"$f":"D2305*'2.Proyecto'!$E$18","v":0}]
["2014-04-05T00:00:11.270","00:00:00",2257,0,{"$f":"D2306*'2.Proyecto'!$E$18","v":0}]
["2014-04-05T01:00:11.275","01:00:00",2258,0,{"$f":"D2307*'2.Proyecto'!$E$18","v":0}]
["2014-04-05T02:00:11.280","02:00:00",2259,0,{"$f":"D2308*'2.Proyecto'!$E$18","v":0}]
["2014-04-05T03:00:11.285","03:00:00",2260,0,{"$f":"D2309*'2.Proyecto'!$E$18","v":0}]
["2014-04-05T04:00:11.290","04:00:00",2261,0,{"$f":"D2310*'2.Proyecto'!$E$18","v":0}]
["2014-04-05T05:00:11.295","05:00:00",2262,0,{"$f":"D2311*'2.Proyecto'!$E$18","v":0}]
["2014-04-05T06:00:11.300","06:00:00",2263,7.7000000000000001E-5,{"$f":"D2312*'2.Proyecto'!$E$18","v":3.8500000000000001E-3}]
["2014-04-05T07:00:11.305","07:00:00",2264,2.7400000000000005E-4,{"$f":"D2313*'2.Proyecto'!$E$18","v":1.3700000000000002E-2}]
["2014-04-05T08:00:11.310","08:00:00",2265,4.5400000000000003E-4,{"$f":"D2314*'2.Proyecto'!$E$18","v":2.2700000000000001E-2}]
["2014-04-05T09:00:11.315","09:00:00",2266,5.8599999999999993E-4,{"$f":"D2315*'2.Proyecto'!$E$18","v":2.9299999999999996E-2}]
["2014-04-05T10:00:11.320","10:00:00",2267,6.6800000000000008E-4,{"$f":"D2316*'2.Proyecto'!$E$18","v":3.3400000000000006E-2}]
["2014-04-05T11:00:11.325","11:00:00",2268,6.9899999999999997E-4,{"$f":"D2317*'2.Proyecto'!$E$18","v":3.4949999999999995E-2}]
["2014-04-05T12:00:11.330","12:00:00",2269,6.8100000000000007E-4,{"$f":"D2318*'2.Proyecto'!$E$18","v":3.4050000000000004E-2}]
["2014-04-05T13:00:11.335","13:00:00",2270,6.2E-4,{"$f":"D2319*'2.Proyecto'!$E$18","v":3.1E-2}]
["2014-04-05T14:00:11.340","14:00:00",2271,5.1800000000000001E-4,{"$f":"D2320*'2.Proyecto'!$E$18","v":2.5899999999999999E-2}]
["2014-04-05T15:00:11.345","15:00:00",2272,3.8000000000000002E-4,{"$f":"D2321*'2.Proyecto'!$E$18","v":1.9E-2}]
["2014-04-05T16:00:11.350","16:00:00",2273,2.0799999999999999E-4,{"$f":"D2322*'2.Proyecto'!$E$18","v":1.04E-2}]
["2014-04-05T17:00:11.355","17:00:00",2274,4.6E-5,{"$f":"D2323*'2.Proyecto'!$E$18","v":2.3E-3}]
["2014-04-05T18:00:11.360","18:00:00",2275,0,{"$f":"D2324*'2.Proyecto'!$E$18","v":0}]
["2014-04-05T19:00:11.365","19:00:00",2276,0,{"$f":"D2325*'2.Proyecto'!$E$18","v":0}]
["2014-04-05T20:00:11.370","20:00:00",2277,0,{"$f":"D2326*'2.Proyecto'!$E$18","v":0}]
["2014-04-05T21:00:11.375","21:00:00",2278,0,{"$f":"D2327*'2.Proyecto'!$E$18","v":0}]
["2014-04-05T22:00:11.380","22:00:00",2279,0,{"$f":"D2328*'2.Proyecto'!$E$18","v":0}]
["2014-04-05T23:00:11.385","23:00:00",2280,0,{"$f":"D2329*'2.Proyecto'!$E$18","v":0}]
["2014-04-06T00:00:11.390","00:00:00",2281,0,{"$f":"D2330*'2.Proyecto'!$E$18","v":0}]
["2014-04-06T01:00:11.395","01:00:00",2282,0,{"$f":"D2331*'2.Proyecto'!$E$18","v":0}]
["2014-04-06T02:00:11.400","02:00:00",2283,0,{"$f":"D2332*'2.Proyecto'!$E$18","v":0}]
["2014-04-06T03:00:11.405","03:00:00",2284,0,{"$f":"D2333*'2.Proyecto'!$E$18","v":0}]
["2014-04-06T04:00:11.410","04:00:00",2285,0,{"$f":"D2334*'2.Proyecto'!$E$18","v":0}]
["2014-04-06T05:00:11.415","05:00:00",2286,0,{"$f":"D2335*'2.Proyecto'!$E$18","v":0}]
["2014-04-06T06:00:11.420","06:00:00",2287,7.1999999999999988E-5,{"$f":"D2336*'2.Proyecto'!$E$18","v":3.5999999999999995E-3}]
["2014-04-06T07:00:11.425","07:00:00",2288,2.6600000000000001E-4,{"$f":"D2337*'2.Proyecto'!$E$18","v":1.3300000000000001E-2}]
["2014-04-06T08:00:11.430","08:00:00",2289,4.5300000000000001E-4,{"$f":"D2338*'2.Proyecto'!$E$18","v":2.265E-2}]
["2014-04-06T09:00:11.435","09:00:00",2290,5.8999999999999992E-4,{"$f":"D2339*'2.Proyecto'!$E$18","v":2.9499999999999995E-2}]
["2014-04-06T10:00:11.440","10:00:00",2291,6.7400000000000001E-4,{"$f":"D2340*'2.Proyecto'!$E$18","v":3.3700000000000001E-2}]
["2014-04-06T11:00:11.445","11:00:00",2292,7.0999999999999991E-4,{"$f":"D2341*'2.Proyecto'!$E$18","v":3.5499999999999997E-2}]
["2014-04-06T12:00:11.450","12:00:00",2293,7.0199999999999993E-4,{"$f":"D2342*'2.Proyecto'!$E$18","v":3.5099999999999999E-2}]
["2014-04-06T13:00:11.455","13:00:00",2294,6.4999999999999997E-4,{"$f":"D2343*'2.Proyecto'!$E$18","v":3.2500000000000001E-2}]
["2014-04-06T14:00:11.460","14:00:00",2295,5.5400000000000002E-4,{"$f":"D2344*'2.Proyecto'!$E$18","v":2.7700000000000002E-2}]
["2014-04-06T15:00:11.465","15:00:00",2296,4.15E-4,{"$f":"D2345*'2.Proyecto'!$E$18","v":2.0750000000000001E-2}]
["2014-04-06T16:00:11.470","16:00:00",2297,2.3799999999999998E-4,{"$f":"D2346*'2.Proyecto'!$E$18","v":1.1899999999999999E-2}]
["2014-04-06T17:00:11.475","17:00:00",2298,5.8999999999999998E-5,{"$f":"D2347*'2.Proyecto'!$E$18","v":2.9499999999999999E-3}]
["2014-04-06T18:00:11.480","18:00:00",2299,0,{"$f":"D2348*'2.Proyecto'!$E$18","v":0}]
["2014-04-06T19:00:11.485","19:00:00",2300,0,{"$f":"D2349*'2.Proyecto'!$E$18","v":0}]
["2014-04-06T20:00:11.490","20:00:00",2301,0,{"$f":"D2350*'2.Proyecto'!$E$18","v":0}]
["2014-04-06T21:00:11.495","21:00:00",2302,0,{"$f":"D2351*'2.Proyecto'!$E$18","v":0}]
["2014-04-06T22:00:11.500","22:00:00",2303,0,{"$f":"D2352*'2.Proyecto'!$E$18","v":0}]
["2014-04-06T23:00:11.505","23:00:00",2304,0,{"$f":"D2353*'2.Proyecto'!$E$18","v":0}]
["2014-04-07T00:00:11.510","00:00:00",2305,0,{"$f":"D2354*'2.Proyecto'!$E$18","v":0}]
["2014-04-07T01:00:11.515","01:00:00",2306,0,{"$f":"D2355*'2.Proyecto'!$E$18","v":0}]
["2014-04-07T02:00:11.520","02:00:00",2307,0,{"$f":"D2356*'2.Proyecto'!$E$18","v":0}]
["2014-04-07T03:00:11.525","03:00:00",2308,0,{"$f":"D2357*'2.Proyecto'!$E$18","v":0}]
["2014-04-07T04:00:11.530","04:00:00",2309,0,{"$f":"D2358*'2.Proyecto'!$E$18","v":0}]
["2014-04-07T05:00:11.535","05:00:00",2310,0,{"$f":"D2359*'2.Proyecto'!$E$18","v":0}]
["2014-04-07T06:00:11.540","06:00:00",2311,7.0999999999999991E-5,{"$f":"D2360*'2.Proyecto'!$E$18","v":3.5499999999999993E-3}]
["2014-04-07T07:00:11.545","07:00:00",2312,2.5500000000000002E-4,{"$f":"D2361*'2.Proyecto'!$E$18","v":1.2750000000000001E-2}]
["2014-04-07T08:00:11.550","08:00:00",2313,4.3300000000000001E-4,{"$f":"D2362*'2.Proyecto'!$E$18","v":2.1649999999999999E-2}]
["2014-04-07T09:00:11.555","09:00:00",2314,5.669999999999999E-4,{"$f":"D2363*'2.Proyecto'!$E$18","v":2.8349999999999997E-2}]
["2014-04-07T10:00:11.560","10:00:00",2315,6.4999999999999997E-4,{"$f":"D2364*'2.Proyecto'!$E$18","v":3.2500000000000001E-2}]
["2014-04-07T11:00:11.565","11:00:00",2316,6.8400000000000004E-4,{"$f":"D2365*'2.Proyecto'!$E$18","v":3.4200000000000001E-2}]
["2014-04-07T12:00:11.570","12:00:00",2317,6.7000000000000002E-4,{"$f":"D2366*'2.Proyecto'!$E$18","v":3.3500000000000002E-2}]
["2014-04-07T13:00:11.575","13:00:00",2318,6.1799999999999995E-4,{"$f":"D2367*'2.Proyecto'!$E$18","v":3.0899999999999997E-2}]
["2014-04-07T14:00:11.580","14:00:00",2319,5.2300000000000003E-4,{"$f":"D2368*'2.Proyecto'!$E$18","v":2.615E-2}]
["2014-04-07T15:00:11.585","15:00:00",2320,3.77E-4,{"$f":"D2369*'2.Proyecto'!$E$18","v":1.8849999999999999E-2}]
["2014-04-07T16:00:11.590","16:00:00",2321,1.66E-4,{"$f":"D2370*'2.Proyecto'!$E$18","v":8.3000000000000001E-3}]
["2014-04-07T17:00:11.595","17:00:00",2322,4.3999999999999999E-5,{"$f":"D2371*'2.Proyecto'!$E$18","v":2.2000000000000001E-3}]
["2014-04-07T18:00:11.600","18:00:00",2323,0,{"$f":"D2372*'2.Proyecto'!$E$18","v":0}]
["2014-04-07T19:00:11.605","19:00:00",2324,0,{"$f":"D2373*'2.Proyecto'!$E$18","v":0}]
["2014-04-07T20:00:11.610","20:00:00",2325,0,{"$f":"D2374*'2.Proyecto'!$E$18","v":0}]
["2014-04-07T21:00:11.615","21:00:00",2326,0,{"$f":"D2375*'2.Proyecto'!$E$18","v":0}]
["2014-04-07T22:00:11.620","22:00:00",2327,0,{"$f":"D2376*'2.Proyecto'!$E$18","v":0}]
["2014-04-07T23:00:11.625","23:00:00",2328,0,{"$f":"D2377*'2.Proyecto'!$E$18","v":0}]
["2014-04-08T00:00:11.630","00:00:00",2329,0,{"$f":"D2378*'2.Proyecto'!$E$18","v":0}]
["2014-04-08T01:00:11.635","01:00:00",2330,0,{"$f":"D2379*'2.Proyecto'!$E$18","v":0}]
["2014-04-08T02:00:11.640","02:00:00",2331,0,{"$f":"D2380*'2.Proyecto'!$E$18","v":0}]
["2014-04-08T03:00:11.645","03:00:00",2332,0,{"$f":"D2381*'2.Proyecto'!$E$18","v":0}]
["2014-04-08T04:00:11.650","04:00:00",2333,0,{"$f":"D2382*'2.Proyecto'!$E$18","v":0}]
["2014-04-08T05:00:11.655","05:00:00",2334,0,{"$f":"D2383*'2.Proyecto'!$E$18","v":0}]
["2014-04-08T06:00:11.660","06:00:00",2335,4.0000000000000003E-5,{"$f":"D2384*'2.Proyecto'!$E$18","v":2E-3}]
["2014-04-08T07:00:11.665","07:00:00",2336,1.56E-4,{"$f":"D2385*'2.Proyecto'!$E$18","v":7.7999999999999996E-3}]
["2014-04-08T08:00:11.670","08:00:00",2337,2.8799999999999995E-4,{"$f":"D2386*'2.Proyecto'!$E$18","v":1.4399999999999998E-2}]
["2014-04-08T09:00:11.675","09:00:00",2338,3.9600000000000003E-4,{"$f":"D2387*'2.Proyecto'!$E$18","v":1.9800000000000002E-2}]
["2014-04-08T10:00:11.680","10:00:00",2339,4.75E-4,{"$f":"D2388*'2.Proyecto'!$E$18","v":2.375E-2}]
["2014-04-08T11:00:11.685","11:00:00",2340,5.2000000000000006E-4,{"$f":"D2389*'2.Proyecto'!$E$18","v":2.6000000000000002E-2}]
["2014-04-08T12:00:11.690","12:00:00",2341,5.5200000000000008E-4,{"$f":"D2390*'2.Proyecto'!$E$18","v":2.7600000000000003E-2}]
["2014-04-08T13:00:11.695","13:00:00",2342,5.8399999999999999E-4,{"$f":"D2391*'2.Proyecto'!$E$18","v":2.92E-2}]
["2014-04-08T14:00:11.700","14:00:00",2343,5.4800000000000009E-4,{"$f":"D2392*'2.Proyecto'!$E$18","v":2.7400000000000004E-2}]
["2014-04-08T15:00:11.705","15:00:00",2344,3.8000000000000002E-4,{"$f":"D2393*'2.Proyecto'!$E$18","v":1.9E-2}]
["2014-04-08T16:00:11.710","16:00:00",2345,1.9600000000000002E-4,{"$f":"D2394*'2.Proyecto'!$E$18","v":9.8000000000000014E-3}]
["2014-04-08T17:00:11.715","17:00:00",2346,6.2000000000000003E-5,{"$f":"D2395*'2.Proyecto'!$E$18","v":3.1000000000000003E-3}]
["2014-04-08T18:00:11.720","18:00:00",2347,0,{"$f":"D2396*'2.Proyecto'!$E$18","v":0}]
["2014-04-08T19:00:11.725","19:00:00",2348,0,{"$f":"D2397*'2.Proyecto'!$E$18","v":0}]
["2014-04-08T20:00:11.730","20:00:00",2349,0,{"$f":"D2398*'2.Proyecto'!$E$18","v":0}]
["2014-04-08T21:00:11.735","21:00:00",2350,0,{"$f":"D2399*'2.Proyecto'!$E$18","v":0}]
["2014-04-08T22:00:11.740","22:00:00",2351,0,{"$f":"D2400*'2.Proyecto'!$E$18","v":0}]
["2014-04-08T23:00:11.745","23:00:00",2352,0,{"$f":"D2401*'2.Proyecto'!$E$18","v":0}]
["2014-04-09T00:00:11.750","00:00:00",2353,0,{"$f":"D2402*'2.Proyecto'!$E$18","v":0}]
["2014-04-09T01:00:11.755","01:00:00",2354,0,{"$f":"D2403*'2.Proyecto'!$E$18","v":0}]
["2014-04-09T02:00:11.760","02:00:00",2355,0,{"$f":"D2404*'2.Proyecto'!$E$18","v":0}]
["2014-04-09T03:00:11.765","03:00:00",2356,0,{"$f":"D2405*'2.Proyecto'!$E$18","v":0}]
["2014-04-09T04:00:11.770","04:00:00",2357,0,{"$f":"D2406*'2.Proyecto'!$E$18","v":0}]
["2014-04-09T05:00:11.775","05:00:00",2358,0,{"$f":"D2407*'2.Proyecto'!$E$18","v":0}]
["2014-04-09T06:00:11.780","06:00:00",2359,6.5000000000000008E-5,{"$f":"D2408*'2.Proyecto'!$E$18","v":3.2500000000000003E-3}]
["2014-04-09T07:00:11.785","07:00:00",2360,2.2499999999999999E-4,{"$f":"D2409*'2.Proyecto'!$E$18","v":1.125E-2}]
["2014-04-09T08:00:11.790","08:00:00",2361,3.6899999999999997E-4,{"$f":"D2410*'2.Proyecto'!$E$18","v":1.8449999999999998E-2}]
["2014-04-09T09:00:11.795","09:00:00",2362,4.7699999999999999E-4,{"$f":"D2411*'2.Proyecto'!$E$18","v":2.385E-2}]
["2014-04-09T10:00:11.800","10:00:00",2363,5.7199999999999992E-4,{"$f":"D2412*'2.Proyecto'!$E$18","v":2.8599999999999997E-2}]
["2014-04-09T11:00:11.805","11:00:00",2364,6.3100000000000005E-4,{"$f":"D2413*'2.Proyecto'!$E$18","v":3.1550000000000002E-2}]
["2014-04-09T12:00:11.810","12:00:00",2365,6.4500000000000007E-4,{"$f":"D2414*'2.Proyecto'!$E$18","v":3.2250000000000001E-2}]
["2014-04-09T13:00:11.815","13:00:00",2366,6.38E-4,{"$f":"D2415*'2.Proyecto'!$E$18","v":3.1899999999999998E-2}]
["2014-04-09T14:00:11.820","14:00:00",2367,5.8999999999999992E-4,{"$f":"D2416*'2.Proyecto'!$E$18","v":2.9499999999999995E-2}]
["2014-04-09T15:00:11.825","15:00:00",2368,4.5400000000000003E-4,{"$f":"D2417*'2.Proyecto'!$E$18","v":2.2700000000000001E-2}]
["2014-04-09T16:00:11.830","16:00:00",2369,2.6800000000000001E-4,{"$f":"D2418*'2.Proyecto'!$E$18","v":1.34E-2}]
["2014-04-09T17:00:11.835","17:00:00",2370,7.6000000000000004E-5,{"$f":"D2419*'2.Proyecto'!$E$18","v":3.8000000000000004E-3}]
["2014-04-09T18:00:11.840","18:00:00",2371,0,{"$f":"D2420*'2.Proyecto'!$E$18","v":0}]
["2014-04-09T19:00:11.845","19:00:00",2372,0,{"$f":"D2421*'2.Proyecto'!$E$18","v":0}]
["2014-04-09T20:00:11.850","20:00:00",2373,0,{"$f":"D2422*'2.Proyecto'!$E$18","v":0}]
["2014-04-09T21:00:11.855","21:00:00",2374,0,{"$f":"D2423*'2.Proyecto'!$E$18","v":0}]
["2014-04-09T22:00:11.860","22:00:00",2375,0,{"$f":"D2424*'2.Proyecto'!$E$18","v":0}]
["2014-04-09T23:00:11.865","23:00:00",2376,0,{"$f":"D2425*'2.Proyecto'!$E$18","v":0}]
["2014-04-10T00:00:11.870","00:00:00",2377,0,{"$f":"D2426*'2.Proyecto'!$E$18","v":0}]
["2014-04-10T01:00:11.875","01:00:00",2378,0,{"$f":"D2427*'2.Proyecto'!$E$18","v":0}]
["2014-04-10T02:00:11.880","02:00:00",2379,0,{"$f":"D2428*'2.Proyecto'!$E$18","v":0}]
["2014-04-10T03:00:11.885","03:00:00",2380,0,{"$f":"D2429*'2.Proyecto'!$E$18","v":0}]
["2014-04-10T04:00:11.890","04:00:00",2381,0,{"$f":"D2430*'2.Proyecto'!$E$18","v":0}]
["2014-04-10T05:00:11.895","05:00:00",2382,0,{"$f":"D2431*'2.Proyecto'!$E$18","v":0}]
["2014-04-10T06:00:11.900","06:00:00",2383,8.599999999999999E-5,{"$f":"D2432*'2.Proyecto'!$E$18","v":4.2999999999999991E-3}]
["2014-04-10T07:00:11.905","07:00:00",2384,2.9099999999999997E-4,{"$f":"D2433*'2.Proyecto'!$E$18","v":1.4549999999999999E-2}]
["2014-04-10T08:00:11.910","08:00:00",2385,4.7799999999999996E-4,{"$f":"D2434*'2.Proyecto'!$E$18","v":2.3899999999999998E-2}]
["2014-04-10T09:00:11.915","09:00:00",2386,6.1600000000000001E-4,{"$f":"D2435*'2.Proyecto'!$E$18","v":3.0800000000000001E-2}]
["2014-04-10T10:00:11.920","10:00:00",2387,7.0299999999999996E-4,{"$f":"D2436*'2.Proyecto'!$E$18","v":3.5150000000000001E-2}]
["2014-04-10T11:00:11.925","11:00:00",2388,7.3799999999999994E-4,{"$f":"D2437*'2.Proyecto'!$E$18","v":3.6899999999999995E-2}]
["2014-04-10T12:00:11.930","12:00:00",2389,7.2399999999999993E-4,{"$f":"D2438*'2.Proyecto'!$E$18","v":3.6199999999999996E-2}]
["2014-04-10T13:00:11.935","13:00:00",2390,6.6E-4,{"$f":"D2439*'2.Proyecto'!$E$18","v":3.3000000000000002E-2}]
["2014-04-10T14:00:11.940","14:00:00",2391,5.2099999999999998E-4,{"$f":"D2440*'2.Proyecto'!$E$18","v":2.605E-2}]
["2014-04-10T15:00:11.945","15:00:00",2392,3.0499999999999999E-4,{"$f":"D2441*'2.Proyecto'!$E$18","v":1.525E-2}]
["2014-04-10T16:00:11.950","16:00:00",2393,1.22E-4,{"$f":"D2442*'2.Proyecto'!$E$18","v":6.0999999999999995E-3}]
["2014-04-10T17:00:11.955","17:00:00",2394,2.9999999999999997E-5,{"$f":"D2443*'2.Proyecto'!$E$18","v":1.4999999999999998E-3}]
["2014-04-10T18:00:11.960","18:00:00",2395,0,{"$f":"D2444*'2.Proyecto'!$E$18","v":0}]
["2014-04-10T19:00:11.965","19:00:00",2396,0,{"$f":"D2445*'2.Proyecto'!$E$18","v":0}]
["2014-04-10T20:00:11.970","20:00:00",2397,0,{"$f":"D2446*'2.Proyecto'!$E$18","v":0}]
["2014-04-10T21:00:11.975","21:00:00",2398,0,{"$f":"D2447*'2.Proyecto'!$E$18","v":0}]
["2014-04-10T22:00:11.980","22:00:00",2399,0,{"$f":"D2448*'2.Proyecto'!$E$18","v":0}]
["2014-04-10T23:00:11.985","23:00:00",2400,0,{"$f":"D2449*'2.Proyecto'!$E$18","v":0}]
["2014-04-11T00:00:11.990","00:00:00",2401,0,{"$f":"D2450*'2.Proyecto'!$E$18","v":0}]
["2014-04-11T01:00:11.995","01:00:00",2402,0,{"$f":"D2451*'2.Proyecto'!$E$18","v":0}]
["2014-04-11T02:00:12","02:00:00",2403,0,{"$f":"D2452*'2.Proyecto'!$E$18","v":0}]
["2014-04-11T03:00:12.005","03:00:00",2404,0,{"$f":"D2453*'2.Proyecto'!$E$18","v":0}]
["2014-04-11T04:00:12.010","04:00:00",2405,0,{"$f":"D2454*'2.Proyecto'!$E$18","v":0}]
["2014-04-11T05:00:12.015","05:00:00",2406,0,{"$f":"D2455*'2.Proyecto'!$E$18","v":0}]
["2014-04-11T06:00:12.020","06:00:00",2407,7.2999999999999999E-5,{"$f":"D2456*'2.Proyecto'!$E$18","v":3.65E-3}]
["2014-04-11T07:00:12.025","07:00:00",2408,2.3499999999999999E-4,{"$f":"D2457*'2.Proyecto'!$E$18","v":1.175E-2}]
["2014-04-11T08:00:12.030","08:00:00",2409,3.4100000000000005E-4,{"$f":"D2458*'2.Proyecto'!$E$18","v":1.7050000000000003E-2}]
["2014-04-11T09:00:12.035","09:00:00",2410,3.8900000000000002E-4,{"$f":"D2459*'2.Proyecto'!$E$18","v":1.9450000000000002E-2}]
["2014-04-11T10:00:12.040","10:00:00",2411,4.3800000000000002E-4,{"$f":"D2460*'2.Proyecto'!$E$18","v":2.1900000000000003E-2}]
["2014-04-11T11:00:12.045","11:00:00",2412,4.7599999999999997E-4,{"$f":"D2461*'2.Proyecto'!$E$18","v":2.3799999999999998E-2}]
["2014-04-11T12:00:12.050","12:00:00",2413,4.7799999999999996E-4,{"$f":"D2462*'2.Proyecto'!$E$18","v":2.3899999999999998E-2}]
["2014-04-11T13:00:12.055","13:00:00",2414,4.17E-4,{"$f":"D2463*'2.Proyecto'!$E$18","v":2.085E-2}]
["2014-04-11T14:00:12.060","14:00:00",2415,3.3600000000000004E-4,{"$f":"D2464*'2.Proyecto'!$E$18","v":1.6800000000000002E-2}]
["2014-04-11T15:00:12.065","15:00:00",2416,2.5399999999999999E-4,{"$f":"D2465*'2.Proyecto'!$E$18","v":1.2699999999999999E-2}]
["2014-04-11T16:00:12.070","16:00:00",2417,1.55E-4,{"$f":"D2466*'2.Proyecto'!$E$18","v":7.7499999999999999E-3}]
["2014-04-11T17:00:12.075","17:00:00",2418,4.9000000000000005E-5,{"$f":"D2467*'2.Proyecto'!$E$18","v":2.4500000000000004E-3}]
["2014-04-11T18:00:12.080","18:00:00",2419,0,{"$f":"D2468*'2.Proyecto'!$E$18","v":0}]
["2014-04-11T19:00:12.085","19:00:00",2420,0,{"$f":"D2469*'2.Proyecto'!$E$18","v":0}]
["2014-04-11T20:00:12.090","20:00:00",2421,0,{"$f":"D2470*'2.Proyecto'!$E$18","v":0}]
["2014-04-11T21:00:12.095","21:00:00",2422,0,{"$f":"D2471*'2.Proyecto'!$E$18","v":0}]
["2014-04-11T22:00:12.100","22:00:00",2423,0,{"$f":"D2472*'2.Proyecto'!$E$18","v":0}]
["2014-04-11T23:00:12.105","23:00:00",2424,0,{"$f":"D2473*'2.Proyecto'!$E$18","v":0}]
["2014-04-12T00:00:12.110","00:00:00",2425,0,{"$f":"D2474*'2.Proyecto'!$E$18","v":0}]
["2014-04-12T01:00:12.115","01:00:00",2426,0,{"$f":"D2475*'2.Proyecto'!$E$18","v":0}]
["2014-04-12T02:00:12.120","02:00:00",2427,0,{"$f":"D2476*'2.Proyecto'!$E$18","v":0}]
["2014-04-12T03:00:12.125","03:00:00",2428,0,{"$f":"D2477*'2.Proyecto'!$E$18","v":0}]
["2014-04-12T04:00:12.130","04:00:00",2429,0,{"$f":"D2478*'2.Proyecto'!$E$18","v":0}]
["2014-04-12T05:00:12.135","05:00:00",2430,0,{"$f":"D2479*'2.Proyecto'!$E$18","v":0}]
["2014-04-12T06:00:12.140","06:00:00",2431,8.4000000000000009E-5,{"$f":"D2480*'2.Proyecto'!$E$18","v":4.2000000000000006E-3}]
["2014-04-12T07:00:12.145","07:00:00",2432,2.7800000000000004E-4,{"$f":"D2481*'2.Proyecto'!$E$18","v":1.3900000000000003E-2}]
["2014-04-12T08:00:12.150","08:00:00",2433,4.5200000000000004E-4,{"$f":"D2482*'2.Proyecto'!$E$18","v":2.2600000000000002E-2}]
["2014-04-12T09:00:12.155","09:00:00",2434,5.71E-4,{"$f":"D2483*'2.Proyecto'!$E$18","v":2.8549999999999999E-2}]
["2014-04-12T10:00:12.160","10:00:00",2435,6.3500000000000004E-4,{"$f":"D2484*'2.Proyecto'!$E$18","v":3.175E-2}]
["2014-04-12T11:00:12.165","11:00:00",2436,6.730000000000001E-4,{"$f":"D2485*'2.Proyecto'!$E$18","v":3.3650000000000006E-2}]
["2014-04-12T12:00:12.170","12:00:00",2437,6.69E-4,{"$f":"D2486*'2.Proyecto'!$E$18","v":3.3450000000000001E-2}]
["2014-04-12T13:00:12.175","13:00:00",2438,6.1899999999999998E-4,{"$f":"D2487*'2.Proyecto'!$E$18","v":3.0949999999999998E-2}]
["2014-04-12T14:00:12.180","14:00:00",2439,4.95E-4,{"$f":"D2488*'2.Proyecto'!$E$18","v":2.4750000000000001E-2}]
["2014-04-12T15:00:12.185","15:00:00",2440,3.4100000000000005E-4,{"$f":"D2489*'2.Proyecto'!$E$18","v":1.7050000000000003E-2}]
["2014-04-12T16:00:12.190","16:00:00",2441,2.03E-4,{"$f":"D2490*'2.Proyecto'!$E$18","v":1.0149999999999999E-2}]
["2014-04-12T17:00:12.195","17:00:00",2442,5.3999999999999998E-5,{"$f":"D2491*'2.Proyecto'!$E$18","v":2.6999999999999997E-3}]
["2014-04-12T18:00:12.200","18:00:00",2443,0,{"$f":"D2492*'2.Proyecto'!$E$18","v":0}]
["2014-04-12T19:00:12.205","19:00:00",2444,0,{"$f":"D2493*'2.Proyecto'!$E$18","v":0}]
["2014-04-12T20:00:12.210","20:00:00",2445,0,{"$f":"D2494*'2.Proyecto'!$E$18","v":0}]
["2014-04-12T21:00:12.215","21:00:00",2446,0,{"$f":"D2495*'2.Proyecto'!$E$18","v":0}]
["2014-04-12T22:00:12.220","22:00:00",2447,0,{"$f":"D2496*'2.Proyecto'!$E$18","v":0}]
["2014-04-12T23:00:12.225","23:00:00",2448,0,{"$f":"D2497*'2.Proyecto'!$E$18","v":0}]
["2014-04-13T00:00:12.230","00:00:00",2449,0,{"$f":"D2498*'2.Proyecto'!$E$18","v":0}]
["2014-04-13T01:00:12.235","01:00:00",2450,0,{"$f":"D2499*'2.Proyecto'!$E$18","v":0}]
["2014-04-13T02:00:12.240","02:00:00",2451,0,{"$f":"D2500*'2.Proyecto'!$E$18","v":0}]
["2014-04-13T03:00:12.245","03:00:00",2452,0,{"$f":"D2501*'2.Proyecto'!$E$18","v":0}]
["2014-04-13T04:00:12.250","04:00:00",2453,0,{"$f":"D2502*'2.Proyecto'!$E$18","v":0}]
["2014-04-13T05:00:12.255","05:00:00",2454,0,{"$f":"D2503*'2.Proyecto'!$E$18","v":0}]
["2014-04-13T06:00:12.260","06:00:00",2455,8.2999999999999998E-5,{"$f":"D2504*'2.Proyecto'!$E$18","v":4.15E-3}]
["2014-04-13T07:00:12.265","07:00:00",2456,2.7500000000000002E-4,{"$f":"D2505*'2.Proyecto'!$E$18","v":1.375E-2}]
["2014-04-13T08:00:12.270","08:00:00",2457,4.5400000000000003E-4,{"$f":"D2506*'2.Proyecto'!$E$18","v":2.2700000000000001E-2}]
["2014-04-13T09:00:12.275","09:00:00",2458,5.8500000000000002E-4,{"$f":"D2507*'2.Proyecto'!$E$18","v":2.9250000000000002E-2}]
["2014-04-13T10:00:12.280","10:00:00",2459,6.6600000000000003E-4,{"$f":"D2508*'2.Proyecto'!$E$18","v":3.3300000000000003E-2}]
["2014-04-13T11:00:12.285","11:00:00",2460,7.0099999999999991E-4,{"$f":"D2509*'2.Proyecto'!$E$18","v":3.5049999999999998E-2}]
["2014-04-13T12:00:12.290","12:00:00",2461,6.9199999999999991E-4,{"$f":"D2510*'2.Proyecto'!$E$18","v":3.4599999999999992E-2}]
["2014-04-13T13:00:12.295","13:00:00",2462,6.4199999999999999E-4,{"$f":"D2511*'2.Proyecto'!$E$18","v":3.2099999999999997E-2}]
["2014-04-13T14:00:12.300","14:00:00",2463,5.4800000000000009E-4,{"$f":"D2512*'2.Proyecto'!$E$18","v":2.7400000000000004E-2}]
["2014-04-13T15:00:12.305","15:00:00",2464,4.0400000000000001E-4,{"$f":"D2513*'2.Proyecto'!$E$18","v":2.0199999999999999E-2}]
["2014-04-13T16:00:12.310","16:00:00",2465,2.1100000000000001E-4,{"$f":"D2514*'2.Proyecto'!$E$18","v":1.055E-2}]
["2014-04-13T17:00:12.315","17:00:00",2466,5.3999999999999998E-5,{"$f":"D2515*'2.Proyecto'!$E$18","v":2.6999999999999997E-3}]
["2014-04-13T18:00:12.320","18:00:00",2467,0,{"$f":"D2516*'2.Proyecto'!$E$18","v":0}]
["2014-04-13T19:00:12.325","19:00:00",2468,0,{"$f":"D2517*'2.Proyecto'!$E$18","v":0}]
["2014-04-13T20:00:12.330","20:00:00",2469,0,{"$f":"D2518*'2.Proyecto'!$E$18","v":0}]
["2014-04-13T21:00:12.335","21:00:00",2470,0,{"$f":"D2519*'2.Proyecto'!$E$18","v":0}]
["2014-04-13T22:00:12.340","22:00:00",2471,0,{"$f":"D2520*'2.Proyecto'!$E$18","v":0}]
["2014-04-13T23:00:12.345","23:00:00",2472,0,{"$f":"D2521*'2.Proyecto'!$E$18","v":0}]
["2014-04-14T00:00:12.350","00:00:00",2473,0,{"$f":"D2522*'2.Proyecto'!$E$18","v":0}]
["2014-04-14T01:00:12.355","01:00:00",2474,0,{"$f":"D2523*'2.Proyecto'!$E$18","v":0}]
["2014-04-14T02:00:12.360","02:00:00",2475,0,{"$f":"D2524*'2.Proyecto'!$E$18","v":0}]
["2014-04-14T03:00:12.365","03:00:00",2476,0,{"$f":"D2525*'2.Proyecto'!$E$18","v":0}]
["2014-04-14T04:00:12.370","04:00:00",2477,0,{"$f":"D2526*'2.Proyecto'!$E$18","v":0}]
["2014-04-14T05:00:12.375","05:00:00",2478,0,{"$f":"D2527*'2.Proyecto'!$E$18","v":0}]
["2014-04-14T06:00:12.380","06:00:00",2479,8.7999999999999998E-5,{"$f":"D2528*'2.Proyecto'!$E$18","v":4.4000000000000003E-3}]
["2014-04-14T07:00:12.385","07:00:00",2480,2.8000000000000003E-4,{"$f":"D2529*'2.Proyecto'!$E$18","v":1.4000000000000002E-2}]
["2014-04-14T08:00:12.390","08:00:00",2481,4.5600000000000003E-4,{"$f":"D2530*'2.Proyecto'!$E$18","v":2.2800000000000001E-2}]
["2014-04-14T09:00:12.395","09:00:00",2482,5.8599999999999993E-4,{"$f":"D2531*'2.Proyecto'!$E$18","v":2.9299999999999996E-2}]
["2014-04-14T10:00:12.400","10:00:00",2483,6.6800000000000008E-4,{"$f":"D2532*'2.Proyecto'!$E$18","v":3.3400000000000006E-2}]
["2014-04-14T11:00:12.405","11:00:00",2484,6.9999999999999999E-4,{"$f":"D2533*'2.Proyecto'!$E$18","v":3.4999999999999996E-2}]
["2014-04-14T12:00:12.410","12:00:00",2485,6.8100000000000007E-4,{"$f":"D2534*'2.Proyecto'!$E$18","v":3.4050000000000004E-2}]
["2014-04-14T13:00:12.415","13:00:00",2486,6.2E-4,{"$f":"D2535*'2.Proyecto'!$E$18","v":3.1E-2}]
["2014-04-14T14:00:12.420","14:00:00",2487,5.1699999999999999E-4,{"$f":"D2536*'2.Proyecto'!$E$18","v":2.5849999999999998E-2}]
["2014-04-14T15:00:12.425","15:00:00",2488,4.26E-4,{"$f":"D2537*'2.Proyecto'!$E$18","v":2.1299999999999999E-2}]
["2014-04-14T16:00:12.430","16:00:00",2489,2.52E-4,{"$f":"D2538*'2.Proyecto'!$E$18","v":1.26E-2}]
["2014-04-14T17:00:12.435","17:00:00",2490,7.1999999999999988E-5,{"$f":"D2539*'2.Proyecto'!$E$18","v":3.5999999999999995E-3}]
["2014-04-14T18:00:12.440","18:00:00",2491,0,{"$f":"D2540*'2.Proyecto'!$E$18","v":0}]
["2014-04-14T19:00:12.445","19:00:00",2492,0,{"$f":"D2541*'2.Proyecto'!$E$18","v":0}]
["2014-04-14T20:00:12.450","20:00:00",2493,0,{"$f":"D2542*'2.Proyecto'!$E$18","v":0}]
["2014-04-14T21:00:12.455","21:00:00",2494,0,{"$f":"D2543*'2.Proyecto'!$E$18","v":0}]
["2014-04-14T22:00:12.460","22:00:00",2495,0,{"$f":"D2544*'2.Proyecto'!$E$18","v":0}]
["2014-04-14T23:00:12.465","23:00:00",2496,0,{"$f":"D2545*'2.Proyecto'!$E$18","v":0}]
["2014-04-15T00:00:12.470","00:00:00",2497,0,{"$f":"D2546*'2.Proyecto'!$E$18","v":0}]
["2014-04-15T01:00:12.475","01:00:00",2498,0,{"$f":"D2547*'2.Proyecto'!$E$18","v":0}]
["2014-04-15T02:00:12.480","02:00:00",2499,0,{"$f":"D2548*'2.Proyecto'!$E$18","v":0}]
["2014-04-15T03:00:12.485","03:00:00",2500,0,{"$f":"D2549*'2.Proyecto'!$E$18","v":0}]
["2014-04-15T04:00:12.490","04:00:00",2501,0,{"$f":"D2550*'2.Proyecto'!$E$18","v":0}]
["2014-04-15T05:00:12.495","05:00:00",2502,0,{"$f":"D2551*'2.Proyecto'!$E$18","v":0}]
["2014-04-15T06:00:12.500","06:00:00",2503,8.1000000000000004E-5,{"$f":"D2552*'2.Proyecto'!$E$18","v":4.0499999999999998E-3}]
["2014-04-15T07:00:12.505","07:00:00",2504,2.6000000000000003E-4,{"$f":"D2553*'2.Proyecto'!$E$18","v":1.3000000000000001E-2}]
["2014-04-15T08:00:12.510","08:00:00",2505,4.2699999999999997E-4,{"$f":"D2554*'2.Proyecto'!$E$18","v":2.1349999999999997E-2}]
["2014-04-15T09:00:12.515","09:00:00",2506,5.5200000000000008E-4,{"$f":"D2555*'2.Proyecto'!$E$18","v":2.7600000000000003E-2}]
["2014-04-15T10:00:12.520","10:00:00",2507,6.3199999999999997E-4,{"$f":"D2556*'2.Proyecto'!$E$18","v":3.1599999999999996E-2}]
["2014-04-15T11:00:12.525","11:00:00",2508,6.5900000000000008E-4,{"$f":"D2557*'2.Proyecto'!$E$18","v":3.2950000000000007E-2}]
["2014-04-15T12:00:12.530","12:00:00",2509,6.2100000000000002E-4,{"$f":"D2558*'2.Proyecto'!$E$18","v":3.1050000000000001E-2}]
["2014-04-15T13:00:12.535","13:00:00",2510,4.6999999999999999E-4,{"$f":"D2559*'2.Proyecto'!$E$18","v":2.35E-2}]
["2014-04-15T14:00:12.540","14:00:00",2511,3.6199999999999996E-4,{"$f":"D2560*'2.Proyecto'!$E$18","v":1.8099999999999998E-2}]
["2014-04-15T15:00:12.545","15:00:00",2512,2.5099999999999998E-4,{"$f":"D2561*'2.Proyecto'!$E$18","v":1.2549999999999999E-2}]
["2014-04-15T16:00:12.550","16:00:00",2513,1.34E-4,{"$f":"D2562*'2.Proyecto'!$E$18","v":6.7000000000000002E-3}]
["2014-04-15T17:00:12.555","17:00:00",2514,3.8999999999999999E-5,{"$f":"D2563*'2.Proyecto'!$E$18","v":1.9499999999999999E-3}]
["2014-04-15T18:00:12.560","18:00:00",2515,0,{"$f":"D2564*'2.Proyecto'!$E$18","v":0}]
["2014-04-15T19:00:12.565","19:00:00",2516,0,{"$f":"D2565*'2.Proyecto'!$E$18","v":0}]
["2014-04-15T20:00:12.570","20:00:00",2517,0,{"$f":"D2566*'2.Proyecto'!$E$18","v":0}]
["2014-04-15T21:00:12.575","21:00:00",2518,0,{"$f":"D2567*'2.Proyecto'!$E$18","v":0}]
["2014-04-15T22:00:12.580","22:00:00",2519,0,{"$f":"D2568*'2.Proyecto'!$E$18","v":0}]
["2014-04-15T23:00:12.585","23:00:00",2520,0,{"$f":"D2569*'2.Proyecto'!$E$18","v":0}]
["2014-04-16T00:00:12.590","00:00:00",2521,0,{"$f":"D2570*'2.Proyecto'!$E$18","v":0}]
["2014-04-16T01:00:12.595","01:00:00",2522,0,{"$f":"D2571*'2.Proyecto'!$E$18","v":0}]
["2014-04-16T02:00:12.600","02:00:00",2523,0,{"$f":"D2572*'2.Proyecto'!$E$18","v":0}]
["2014-04-16T03:00:12.605","03:00:00",2524,0,{"$f":"D2573*'2.Proyecto'!$E$18","v":0}]
["2014-04-16T04:00:12.610","04:00:00",2525,0,{"$f":"D2574*'2.Proyecto'!$E$18","v":0}]
["2014-04-16T05:00:12.615","05:00:00",2526,0,{"$f":"D2575*'2.Proyecto'!$E$18","v":0}]
["2014-04-16T06:00:12.620","06:00:00",2527,4.2000000000000004E-5,{"$f":"D2576*'2.Proyecto'!$E$18","v":2.1000000000000003E-3}]
["2014-04-16T07:00:12.625","07:00:00",2528,1.75E-4,{"$f":"D2577*'2.Proyecto'!$E$18","v":8.7499999999999991E-3}]
["2014-04-16T08:00:12.630","08:00:00",2529,3.6099999999999999E-4,{"$f":"D2578*'2.Proyecto'!$E$18","v":1.805E-2}]
["2014-04-16T09:00:12.635","09:00:00",2530,5.2300000000000003E-4,{"$f":"D2579*'2.Proyecto'!$E$18","v":2.615E-2}]
["2014-04-16T10:00:12.640","10:00:00",2531,6.2299999999999996E-4,{"$f":"D2580*'2.Proyecto'!$E$18","v":3.1149999999999997E-2}]
["2014-04-16T11:00:12.645","11:00:00",2532,6.5400000000000007E-4,{"$f":"D2581*'2.Proyecto'!$E$18","v":3.2700000000000007E-2}]
["2014-04-16T12:00:12.650","12:00:00",2533,6.3400000000000001E-4,{"$f":"D2582*'2.Proyecto'!$E$18","v":3.1699999999999999E-2}]
["2014-04-16T13:00:12.655","13:00:00",2534,5.2999999999999998E-4,{"$f":"D2583*'2.Proyecto'!$E$18","v":2.6499999999999999E-2}]
["2014-04-16T14:00:12.660","14:00:00",2535,4.5600000000000003E-4,{"$f":"D2584*'2.Proyecto'!$E$18","v":2.2800000000000001E-2}]
["2014-04-16T15:00:12.665","15:00:00",2536,3.3500000000000001E-4,{"$f":"D2585*'2.Proyecto'!$E$18","v":1.6750000000000001E-2}]
["2014-04-16T16:00:12.670","16:00:00",2537,2.0000000000000001E-4,{"$f":"D2586*'2.Proyecto'!$E$18","v":0.01}]
["2014-04-16T17:00:12.675","17:00:00",2538,5.8999999999999998E-5,{"$f":"D2587*'2.Proyecto'!$E$18","v":2.9499999999999999E-3}]
["2014-04-16T18:00:12.680","18:00:00",2539,0,{"$f":"D2588*'2.Proyecto'!$E$18","v":0}]
["2014-04-16T19:00:12.685","19:00:00",2540,0,{"$f":"D2589*'2.Proyecto'!$E$18","v":0}]
["2014-04-16T20:00:12.690","20:00:00",2541,0,{"$f":"D2590*'2.Proyecto'!$E$18","v":0}]
["2014-04-16T21:00:12.695","21:00:00",2542,0,{"$f":"D2591*'2.Proyecto'!$E$18","v":0}]
["2014-04-16T22:00:12.700","22:00:00",2543,0,{"$f":"D2592*'2.Proyecto'!$E$18","v":0}]
["2014-04-16T23:00:12.705","23:00:00",2544,0,{"$f":"D2593*'2.Proyecto'!$E$18","v":0}]
["2014-04-17T00:00:12.710","00:00:00",2545,0,{"$f":"D2594*'2.Proyecto'!$E$18","v":0}]
["2014-04-17T01:00:12.715","01:00:00",2546,0,{"$f":"D2595*'2.Proyecto'!$E$18","v":0}]
["2014-04-17T02:00:12.720","02:00:00",2547,0,{"$f":"D2596*'2.Proyecto'!$E$18","v":0}]
["2014-04-17T03:00:12.725","03:00:00",2548,0,{"$f":"D2597*'2.Proyecto'!$E$18","v":0}]
["2014-04-17T04:00:12.730","04:00:00",2549,0,{"$f":"D2598*'2.Proyecto'!$E$18","v":0}]
["2014-04-17T05:00:12.735","05:00:00",2550,0,{"$f":"D2599*'2.Proyecto'!$E$18","v":0}]
["2014-04-17T06:00:12.740","06:00:00",2551,7.0999999999999991E-5,{"$f":"D2600*'2.Proyecto'!$E$18","v":3.5499999999999993E-3}]
["2014-04-17T07:00:12.745","07:00:00",2552,2.2800000000000001E-4,{"$f":"D2601*'2.Proyecto'!$E$18","v":1.14E-2}]
["2014-04-17T08:00:12.750","08:00:00",2553,3.97E-4,{"$f":"D2602*'2.Proyecto'!$E$18","v":1.985E-2}]
["2014-04-17T09:00:12.755","09:00:00",2554,5.1199999999999998E-4,{"$f":"D2603*'2.Proyecto'!$E$18","v":2.5599999999999998E-2}]
["2014-04-17T10:00:12.760","10:00:00",2555,5.7299999999999994E-4,{"$f":"D2604*'2.Proyecto'!$E$18","v":2.8649999999999998E-2}]
["2014-04-17T11:00:12.765","11:00:00",2556,5.8599999999999993E-4,{"$f":"D2605*'2.Proyecto'!$E$18","v":2.9299999999999996E-2}]
["2014-04-17T12:00:12.770","12:00:00",2557,5.669999999999999E-4,{"$f":"D2606*'2.Proyecto'!$E$18","v":2.8349999999999997E-2}]
["2014-04-17T13:00:12.775","13:00:00",2558,5.3899999999999998E-4,{"$f":"D2607*'2.Proyecto'!$E$18","v":2.6949999999999998E-2}]
["2014-04-17T14:00:12.780","14:00:00",2559,4.8699999999999997E-4,{"$f":"D2608*'2.Proyecto'!$E$18","v":2.4349999999999997E-2}]
["2014-04-17T15:00:12.785","15:00:00",2560,3.1500000000000001E-4,{"$f":"D2609*'2.Proyecto'!$E$18","v":1.575E-2}]
["2014-04-17T16:00:12.790","16:00:00",2561,1.6200000000000001E-4,{"$f":"D2610*'2.Proyecto'!$E$18","v":8.0999999999999996E-3}]
["2014-04-17T17:00:12.795","17:00:00",2562,4.2000000000000004E-5,{"$f":"D2611*'2.Proyecto'!$E$18","v":2.1000000000000003E-3}]
["2014-04-17T18:00:12.800","18:00:00",2563,0,{"$f":"D2612*'2.Proyecto'!$E$18","v":0}]
["2014-04-17T19:00:12.805","19:00:00",2564,0,{"$f":"D2613*'2.Proyecto'!$E$18","v":0}]
["2014-04-17T20:00:12.810","20:00:00",2565,0,{"$f":"D2614*'2.Proyecto'!$E$18","v":0}]
["2014-04-17T21:00:12.815","21:00:00",2566,0,{"$f":"D2615*'2.Proyecto'!$E$18","v":0}]
["2014-04-17T22:00:12.820","22:00:00",2567,0,{"$f":"D2616*'2.Proyecto'!$E$18","v":0}]
["2014-04-17T23:00:12.825","23:00:00",2568,0,{"$f":"D2617*'2.Proyecto'!$E$18","v":0}]
["2014-04-18T00:00:12.830","00:00:00",2569,0,{"$f":"D2618*'2.Proyecto'!$E$18","v":0}]
["2014-04-18T01:00:12.835","01:00:00",2570,0,{"$f":"D2619*'2.Proyecto'!$E$18","v":0}]
["2014-04-18T02:00:12.840","02:00:00",2571,0,{"$f":"D2620*'2.Proyecto'!$E$18","v":0}]
["2014-04-18T03:00:12.845","03:00:00",2572,0,{"$f":"D2621*'2.Proyecto'!$E$18","v":0}]
["2014-04-18T04:00:12.850","04:00:00",2573,0,{"$f":"D2622*'2.Proyecto'!$E$18","v":0}]
["2014-04-18T05:00:12.855","05:00:00",2574,0,{"$f":"D2623*'2.Proyecto'!$E$18","v":0}]
["2014-04-18T06:00:12.860","06:00:00",2575,8.5000000000000006E-5,{"$f":"D2624*'2.Proyecto'!$E$18","v":4.2500000000000003E-3}]
["2014-04-18T07:00:12.865","07:00:00",2576,2.5599999999999999E-4,{"$f":"D2625*'2.Proyecto'!$E$18","v":1.2799999999999999E-2}]
["2014-04-18T08:00:12.870","08:00:00",2577,4.1599999999999997E-4,{"$f":"D2626*'2.Proyecto'!$E$18","v":2.0799999999999999E-2}]
["2014-04-18T09:00:12.875","09:00:00",2578,5.4100000000000003E-4,{"$f":"D2627*'2.Proyecto'!$E$18","v":2.7050000000000001E-2}]
["2014-04-18T10:00:12.880","10:00:00",2579,6.2E-4,{"$f":"D2628*'2.Proyecto'!$E$18","v":3.1E-2}]
["2014-04-18T11:00:12.885","11:00:00",2580,6.3100000000000005E-4,{"$f":"D2629*'2.Proyecto'!$E$18","v":3.1550000000000002E-2}]
["2014-04-18T12:00:12.890","12:00:00",2581,5.5400000000000002E-4,{"$f":"D2630*'2.Proyecto'!$E$18","v":2.7700000000000002E-2}]
["2014-04-18T13:00:12.895","13:00:00",2582,4.9299999999999995E-4,{"$f":"D2631*'2.Proyecto'!$E$18","v":2.4649999999999998E-2}]
["2014-04-18T14:00:12.900","14:00:00",2583,4.4299999999999998E-4,{"$f":"D2632*'2.Proyecto'!$E$18","v":2.215E-2}]
["2014-04-18T15:00:12.905","15:00:00",2584,3.5099999999999997E-4,{"$f":"D2633*'2.Proyecto'!$E$18","v":1.755E-2}]
["2014-04-18T16:00:12.910","16:00:00",2585,2.2800000000000001E-4,{"$f":"D2634*'2.Proyecto'!$E$18","v":1.14E-2}]
["2014-04-18T17:00:12.915","17:00:00",2586,6.900000000000001E-5,{"$f":"D2635*'2.Proyecto'!$E$18","v":3.4500000000000004E-3}]
["2014-04-18T18:00:12.920","18:00:00",2587,0,{"$f":"D2636*'2.Proyecto'!$E$18","v":0}]
["2014-04-18T19:00:12.925","19:00:00",2588,0,{"$f":"D2637*'2.Proyecto'!$E$18","v":0}]
["2014-04-18T20:00:12.930","20:00:00",2589,0,{"$f":"D2638*'2.Proyecto'!$E$18","v":0}]
["2014-04-18T21:00:12.935","21:00:00",2590,0,{"$f":"D2639*'2.Proyecto'!$E$18","v":0}]
["2014-04-18T22:00:12.940","22:00:00",2591,0,{"$f":"D2640*'2.Proyecto'!$E$18","v":0}]
["2014-04-18T23:00:12.945","23:00:00",2592,0,{"$f":"D2641*'2.Proyecto'!$E$18","v":0}]
["2014-04-19T00:00:12.950","00:00:00",2593,0,{"$f":"D2642*'2.Proyecto'!$E$18","v":0}]
["2014-04-19T01:00:12.955","01:00:00",2594,0,{"$f":"D2643*'2.Proyecto'!$E$18","v":0}]
["2014-04-19T02:00:12.960","02:00:00",2595,0,{"$f":"D2644*'2.Proyecto'!$E$18","v":0}]
["2014-04-19T03:00:12.965","03:00:00",2596,0,{"$f":"D2645*'2.Proyecto'!$E$18","v":0}]
["2014-04-19T04:00:12.970","04:00:00",2597,0,{"$f":"D2646*'2.Proyecto'!$E$18","v":0}]
["2014-04-19T05:00:12.975","05:00:00",2598,0,{"$f":"D2647*'2.Proyecto'!$E$18","v":0}]
["2014-04-19T06:00:12.980","06:00:00",2599,8.1000000000000004E-5,{"$f":"D2648*'2.Proyecto'!$E$18","v":4.0499999999999998E-3}]
["2014-04-19T07:00:12.985","07:00:00",2600,2.72E-4,{"$f":"D2649*'2.Proyecto'!$E$18","v":1.3599999999999999E-2}]
["2014-04-19T08:00:12.990","08:00:00",2601,4.4999999999999999E-4,{"$f":"D2650*'2.Proyecto'!$E$18","v":2.2499999999999999E-2}]
["2014-04-19T09:00:12.995","09:00:00",2602,5.8399999999999999E-4,{"$f":"D2651*'2.Proyecto'!$E$18","v":2.92E-2}]
["2014-04-19T10:00:13","10:00:00",2603,6.6800000000000008E-4,{"$f":"D2652*'2.Proyecto'!$E$18","v":3.3400000000000006E-2}]
["2014-04-19T11:00:13.005","11:00:00",2604,7.0799999999999997E-4,{"$f":"D2653*'2.Proyecto'!$E$18","v":3.5400000000000001E-2}]
["2014-04-19T12:00:13.010","12:00:00",2605,7.0199999999999993E-4,{"$f":"D2654*'2.Proyecto'!$E$18","v":3.5099999999999999E-2}]
["2014-04-19T13:00:13.015","13:00:00",2606,6.5700000000000003E-4,{"$f":"D2655*'2.Proyecto'!$E$18","v":3.2850000000000004E-2}]
["2014-04-19T14:00:13.020","14:00:00",2607,5.6999999999999998E-4,{"$f":"D2656*'2.Proyecto'!$E$18","v":2.8499999999999998E-2}]
["2014-04-19T15:00:13.025","15:00:00",2608,4.3899999999999999E-4,{"$f":"D2657*'2.Proyecto'!$E$18","v":2.1950000000000001E-2}]
["2014-04-19T16:00:13.030","16:00:00",2609,2.6499999999999999E-4,{"$f":"D2658*'2.Proyecto'!$E$18","v":1.325E-2}]
["2014-04-19T17:00:13.035","17:00:00",2610,8.2000000000000001E-5,{"$f":"D2659*'2.Proyecto'!$E$18","v":4.1000000000000003E-3}]
["2014-04-19T18:00:13.040","18:00:00",2611,0,{"$f":"D2660*'2.Proyecto'!$E$18","v":0}]
["2014-04-19T19:00:13.045","19:00:00",2612,0,{"$f":"D2661*'2.Proyecto'!$E$18","v":0}]
["2014-04-19T20:00:13.050","20:00:00",2613,0,{"$f":"D2662*'2.Proyecto'!$E$18","v":0}]
["2014-04-19T21:00:13.055","21:00:00",2614,0,{"$f":"D2663*'2.Proyecto'!$E$18","v":0}]
["2014-04-19T22:00:13.060","22:00:00",2615,0,{"$f":"D2664*'2.Proyecto'!$E$18","v":0}]
["2014-04-19T23:00:13.065","23:00:00",2616,0,{"$f":"D2665*'2.Proyecto'!$E$18","v":0}]
["2014-04-20T00:00:13.070","00:00:00",2617,0,{"$f":"D2666*'2.Proyecto'!$E$18","v":0}]
["2014-04-20T01:00:13.075","01:00:00",2618,0,{"$f":"D2667*'2.Proyecto'!$E$18","v":0}]
["2014-04-20T02:00:13.080","02:00:00",2619,0,{"$f":"D2668*'2.Proyecto'!$E$18","v":0}]
["2014-04-20T03:00:13.085","03:00:00",2620,0,{"$f":"D2669*'2.Proyecto'!$E$18","v":0}]
["2014-04-20T04:00:13.090","04:00:00",2621,0,{"$f":"D2670*'2.Proyecto'!$E$18","v":0}]
["2014-04-20T05:00:13.095","05:00:00",2622,0,{"$f":"D2671*'2.Proyecto'!$E$18","v":0}]
["2014-04-20T06:00:13.100","06:00:00",2623,9.5000000000000005E-5,{"$f":"D2672*'2.Proyecto'!$E$18","v":4.7499999999999999E-3}]
["2014-04-20T07:00:13.105","07:00:00",2624,2.9099999999999997E-4,{"$f":"D2673*'2.Proyecto'!$E$18","v":1.4549999999999999E-2}]
["2014-04-20T08:00:13.110","08:00:00",2625,4.6800000000000005E-4,{"$f":"D2674*'2.Proyecto'!$E$18","v":2.3400000000000001E-2}]
["2014-04-20T09:00:13.115","09:00:00",2626,5.9899999999999992E-4,{"$f":"D2675*'2.Proyecto'!$E$18","v":2.9949999999999997E-2}]
["2014-04-20T10:00:13.120","10:00:00",2627,6.820000000000001E-4,{"$f":"D2676*'2.Proyecto'!$E$18","v":3.4100000000000005E-2}]
["2014-04-20T11:00:13.125","11:00:00",2628,7.1999999999999994E-4,{"$f":"D2677*'2.Proyecto'!$E$18","v":3.5999999999999997E-2}]
["2014-04-20T12:00:13.130","12:00:00",2629,7.1499999999999992E-4,{"$f":"D2678*'2.Proyecto'!$E$18","v":3.5749999999999997E-2}]
["2014-04-20T13:00:13.135","13:00:00",2630,6.6800000000000008E-4,{"$f":"D2679*'2.Proyecto'!$E$18","v":3.3400000000000006E-2}]
["2014-04-20T14:00:13.140","14:00:00",2631,5.7799999999999995E-4,{"$f":"D2680*'2.Proyecto'!$E$18","v":2.8899999999999999E-2}]
["2014-04-20T15:00:13.145","15:00:00",2632,4.4099999999999999E-4,{"$f":"D2681*'2.Proyecto'!$E$18","v":2.205E-2}]
["2014-04-20T16:00:13.150","16:00:00",2633,2.6200000000000003E-4,{"$f":"D2682*'2.Proyecto'!$E$18","v":1.3100000000000001E-2}]
["2014-04-20T17:00:13.155","17:00:00",2634,7.8999999999999996E-5,{"$f":"D2683*'2.Proyecto'!$E$18","v":3.9499999999999995E-3}]
["2014-04-20T18:00:13.160","18:00:00",2635,0,{"$f":"D2684*'2.Proyecto'!$E$18","v":0}]
["2014-04-20T19:00:13.165","19:00:00",2636,0,{"$f":"D2685*'2.Proyecto'!$E$18","v":0}]
["2014-04-20T20:00:13.170","20:00:00",2637,0,{"$f":"D2686*'2.Proyecto'!$E$18","v":0}]
["2014-04-20T21:00:13.175","21:00:00",2638,0,{"$f":"D2687*'2.Proyecto'!$E$18","v":0}]
["2014-04-20T22:00:13.180","22:00:00",2639,0,{"$f":"D2688*'2.Proyecto'!$E$18","v":0}]
["2014-04-20T23:00:13.185","23:00:00",2640,0,{"$f":"D2689*'2.Proyecto'!$E$18","v":0}]
["2014-04-21T00:00:13.190","00:00:00",2641,0,{"$f":"D2690*'2.Proyecto'!$E$18","v":0}]
["2014-04-21T01:00:13.195","01:00:00",2642,0,{"$f":"D2691*'2.Proyecto'!$E$18","v":0}]
["2014-04-21T02:00:13.200","02:00:00",2643,0,{"$f":"D2692*'2.Proyecto'!$E$18","v":0}]
["2014-04-21T03:00:13.205","03:00:00",2644,0,{"$f":"D2693*'2.Proyecto'!$E$18","v":0}]
["2014-04-21T04:00:13.210","04:00:00",2645,0,{"$f":"D2694*'2.Proyecto'!$E$18","v":0}]
["2014-04-21T05:00:13.215","05:00:00",2646,0,{"$f":"D2695*'2.Proyecto'!$E$18","v":0}]
["2014-04-21T06:00:13.220","06:00:00",2647,8.2999999999999998E-5,{"$f":"D2696*'2.Proyecto'!$E$18","v":4.15E-3}]
["2014-04-21T07:00:13.225","07:00:00",2648,2.5000000000000001E-4,{"$f":"D2697*'2.Proyecto'!$E$18","v":1.2500000000000001E-2}]
["2014-04-21T08:00:13.230","08:00:00",2649,4.0400000000000001E-4,{"$f":"D2698*'2.Proyecto'!$E$18","v":2.0199999999999999E-2}]
["2014-04-21T09:00:13.235","09:00:00",2650,5.4200000000000006E-4,{"$f":"D2699*'2.Proyecto'!$E$18","v":2.7100000000000003E-2}]
["2014-04-21T10:00:13.240","10:00:00",2651,6.6399999999999999E-4,{"$f":"D2700*'2.Proyecto'!$E$18","v":3.32E-2}]
["2014-04-21T11:00:13.245","11:00:00",2652,7.18E-4,{"$f":"D2701*'2.Proyecto'!$E$18","v":3.5900000000000001E-2}]
["2014-04-21T12:00:13.250","12:00:00",2653,7.1099999999999994E-4,{"$f":"D2702*'2.Proyecto'!$E$18","v":3.5549999999999998E-2}]
["2014-04-21T13:00:13.255","13:00:00",2654,6.6300000000000007E-4,{"$f":"D2703*'2.Proyecto'!$E$18","v":3.3150000000000006E-2}]
["2014-04-21T14:00:13.260","14:00:00",2655,5.7199999999999992E-4,{"$f":"D2704*'2.Proyecto'!$E$18","v":2.8599999999999997E-2}]
["2014-04-21T15:00:13.265","15:00:00",2656,4.4299999999999998E-4,{"$f":"D2705*'2.Proyecto'!$E$18","v":2.215E-2}]
["2014-04-21T16:00:13.270","16:00:00",2657,2.7E-4,{"$f":"D2706*'2.Proyecto'!$E$18","v":1.35E-2}]
["2014-04-21T17:00:13.275","17:00:00",2658,8.5000000000000006E-5,{"$f":"D2707*'2.Proyecto'!$E$18","v":4.2500000000000003E-3}]
["2014-04-21T18:00:13.280","18:00:00",2659,0,{"$f":"D2708*'2.Proyecto'!$E$18","v":0}]
["2014-04-21T19:00:13.285","19:00:00",2660,0,{"$f":"D2709*'2.Proyecto'!$E$18","v":0}]
["2014-04-21T20:00:13.290","20:00:00",2661,0,{"$f":"D2710*'2.Proyecto'!$E$18","v":0}]
["2014-04-21T21:00:13.295","21:00:00",2662,0,{"$f":"D2711*'2.Proyecto'!$E$18","v":0}]
["2014-04-21T22:00:13.300","22:00:00",2663,0,{"$f":"D2712*'2.Proyecto'!$E$18","v":0}]
["2014-04-21T23:00:13.305","23:00:00",2664,0,{"$f":"D2713*'2.Proyecto'!$E$18","v":0}]
["2014-04-22T00:00:13.310","00:00:00",2665,0,{"$f":"D2714*'2.Proyecto'!$E$18","v":0}]
["2014-04-22T01:00:13.315","01:00:00",2666,0,{"$f":"D2715*'2.Proyecto'!$E$18","v":0}]
["2014-04-22T02:00:13.320","02:00:00",2667,0,{"$f":"D2716*'2.Proyecto'!$E$18","v":0}]
["2014-04-22T03:00:13.325","03:00:00",2668,0,{"$f":"D2717*'2.Proyecto'!$E$18","v":0}]
["2014-04-22T04:00:13.330","04:00:00",2669,0,{"$f":"D2718*'2.Proyecto'!$E$18","v":0}]
["2014-04-22T05:00:13.335","05:00:00",2670,0,{"$f":"D2719*'2.Proyecto'!$E$18","v":0}]
["2014-04-22T06:00:13.340","06:00:00",2671,8.599999999999999E-5,{"$f":"D2720*'2.Proyecto'!$E$18","v":4.2999999999999991E-3}]
["2014-04-22T07:00:13.345","07:00:00",2672,2.61E-4,{"$f":"D2721*'2.Proyecto'!$E$18","v":1.3050000000000001E-2}]
["2014-04-22T08:00:13.350","08:00:00",2673,4.3800000000000002E-4,{"$f":"D2722*'2.Proyecto'!$E$18","v":2.1900000000000003E-2}]
["2014-04-22T09:00:13.355","09:00:00",2674,5.7399999999999997E-4,{"$f":"D2723*'2.Proyecto'!$E$18","v":2.87E-2}]
["2014-04-22T10:00:13.360","10:00:00",2675,6.6200000000000005E-4,{"$f":"D2724*'2.Proyecto'!$E$18","v":3.3100000000000004E-2}]
["2014-04-22T11:00:13.365","11:00:00",2676,7.0899999999999999E-4,{"$f":"D2725*'2.Proyecto'!$E$18","v":3.5450000000000002E-2}]
["2014-04-22T12:00:13.370","12:00:00",2677,6.9699999999999992E-4,{"$f":"D2726*'2.Proyecto'!$E$18","v":3.4849999999999999E-2}]
["2014-04-22T13:00:13.375","13:00:00",2678,6.0099999999999997E-4,{"$f":"D2727*'2.Proyecto'!$E$18","v":3.005E-2}]
["2014-04-22T14:00:13.380","14:00:00",2679,5.0900000000000001E-4,{"$f":"D2728*'2.Proyecto'!$E$18","v":2.545E-2}]
["2014-04-22T15:00:13.385","15:00:00",2680,4.1999999999999996E-4,{"$f":"D2729*'2.Proyecto'!$E$18","v":2.0999999999999998E-2}]
["2014-04-22T16:00:13.390","16:00:00",2681,2.6600000000000001E-4,{"$f":"D2730*'2.Proyecto'!$E$18","v":1.3300000000000001E-2}]
["2014-04-22T17:00:13.395","17:00:00",2682,8.2000000000000001E-5,{"$f":"D2731*'2.Proyecto'!$E$18","v":4.1000000000000003E-3}]
["2014-04-22T18:00:13.400","18:00:00",2683,0,{"$f":"D2732*'2.Proyecto'!$E$18","v":0}]
["2014-04-22T19:00:13.405","19:00:00",2684,0,{"$f":"D2733*'2.Proyecto'!$E$18","v":0}]
["2014-04-22T20:00:13.410","20:00:00",2685,0,{"$f":"D2734*'2.Proyecto'!$E$18","v":0}]
["2014-04-22T21:00:13.415","21:00:00",2686,0,{"$f":"D2735*'2.Proyecto'!$E$18","v":0}]
["2014-04-22T22:00:13.420","22:00:00",2687,0,{"$f":"D2736*'2.Proyecto'!$E$18","v":0}]
["2014-04-22T23:00:13.425","23:00:00",2688,0,{"$f":"D2737*'2.Proyecto'!$E$18","v":0}]
["2014-04-23T00:00:13.430","00:00:00",2689,0,{"$f":"D2738*'2.Proyecto'!$E$18","v":0}]
["2014-04-23T01:00:13.435","01:00:00",2690,0,{"$f":"D2739*'2.Proyecto'!$E$18","v":0}]
["2014-04-23T02:00:13.440","02:00:00",2691,0,{"$f":"D2740*'2.Proyecto'!$E$18","v":0}]
["2014-04-23T03:00:13.445","03:00:00",2692,0,{"$f":"D2741*'2.Proyecto'!$E$18","v":0}]
["2014-04-23T04:00:13.450","04:00:00",2693,0,{"$f":"D2742*'2.Proyecto'!$E$18","v":0}]
["2014-04-23T05:00:13.455","05:00:00",2694,0,{"$f":"D2743*'2.Proyecto'!$E$18","v":0}]
["2014-04-23T06:00:13.460","06:00:00",2695,8.2999999999999998E-5,{"$f":"D2744*'2.Proyecto'!$E$18","v":4.15E-3}]
["2014-04-23T07:00:13.465","07:00:00",2696,2.42E-4,{"$f":"D2745*'2.Proyecto'!$E$18","v":1.21E-2}]
["2014-04-23T08:00:13.470","08:00:00",2697,3.9100000000000002E-4,{"$f":"D2746*'2.Proyecto'!$E$18","v":1.9550000000000001E-2}]
["2014-04-23T09:00:13.475","09:00:00",2698,4.9100000000000001E-4,{"$f":"D2747*'2.Proyecto'!$E$18","v":2.4549999999999999E-2}]
["2014-04-23T10:00:13.480","10:00:00",2699,5.6299999999999992E-4,{"$f":"D2748*'2.Proyecto'!$E$18","v":2.8149999999999994E-2}]
["2014-04-23T11:00:13.485","11:00:00",2700,6.2699999999999995E-4,{"$f":"D2749*'2.Proyecto'!$E$18","v":3.1349999999999996E-2}]
["2014-04-23T12:00:13.490","12:00:00",2701,6.3699999999999998E-4,{"$f":"D2750*'2.Proyecto'!$E$18","v":3.1849999999999996E-2}]
["2014-04-23T13:00:13.495","13:00:00",2702,5.9499999999999993E-4,{"$f":"D2751*'2.Proyecto'!$E$18","v":2.9749999999999995E-2}]
["2014-04-23T14:00:13.500","14:00:00",2703,5.22E-4,{"$f":"D2752*'2.Proyecto'!$E$18","v":2.6100000000000002E-2}]
["2014-04-23T15:00:13.505","15:00:00",2704,4.1199999999999999E-4,{"$f":"D2753*'2.Proyecto'!$E$18","v":2.06E-2}]
["2014-04-23T16:00:13.510","16:00:00",2705,2.4899999999999998E-4,{"$f":"D2754*'2.Proyecto'!$E$18","v":1.2449999999999999E-2}]
["2014-04-23T17:00:13.515","17:00:00",2706,7.7000000000000001E-5,{"$f":"D2755*'2.Proyecto'!$E$18","v":3.8500000000000001E-3}]
["2014-04-23T18:00:13.520","18:00:00",2707,0,{"$f":"D2756*'2.Proyecto'!$E$18","v":0}]
["2014-04-23T19:00:13.525","19:00:00",2708,0,{"$f":"D2757*'2.Proyecto'!$E$18","v":0}]
["2014-04-23T20:00:13.530","20:00:00",2709,0,{"$f":"D2758*'2.Proyecto'!$E$18","v":0}]
["2014-04-23T21:00:13.535","21:00:00",2710,0,{"$f":"D2759*'2.Proyecto'!$E$18","v":0}]
["2014-04-23T22:00:13.540","22:00:00",2711,0,{"$f":"D2760*'2.Proyecto'!$E$18","v":0}]
["2014-04-23T23:00:13.545","23:00:00",2712,0,{"$f":"D2761*'2.Proyecto'!$E$18","v":0}]
["2014-04-24T00:00:13.550","00:00:00",2713,0,{"$f":"D2762*'2.Proyecto'!$E$18","v":0}]
["2014-04-24T01:00:13.555","01:00:00",2714,0,{"$f":"D2763*'2.Proyecto'!$E$18","v":0}]
["2014-04-24T02:00:13.560","02:00:00",2715,0,{"$f":"D2764*'2.Proyecto'!$E$18","v":0}]
["2014-04-24T03:00:13.565","03:00:00",2716,0,{"$f":"D2765*'2.Proyecto'!$E$18","v":0}]
["2014-04-24T04:00:13.570","04:00:00",2717,0,{"$f":"D2766*'2.Proyecto'!$E$18","v":0}]
["2014-04-24T05:00:13.575","05:00:00",2718,0,{"$f":"D2767*'2.Proyecto'!$E$18","v":0}]
["2014-04-24T06:00:13.580","06:00:00",2719,8.4000000000000009E-5,{"$f":"D2768*'2.Proyecto'!$E$18","v":4.2000000000000006E-3}]
["2014-04-24T07:00:13.585","07:00:00",2720,2.5700000000000001E-4,{"$f":"D2769*'2.Proyecto'!$E$18","v":1.285E-2}]
["2014-04-24T08:00:13.590","08:00:00",2721,4.2200000000000001E-4,{"$f":"D2770*'2.Proyecto'!$E$18","v":2.1100000000000001E-2}]
["2014-04-24T09:00:13.595","09:00:00",2722,5.4900000000000001E-4,{"$f":"D2771*'2.Proyecto'!$E$18","v":2.7450000000000002E-2}]
["2014-04-24T10:00:13.600","10:00:00",2723,6.2799999999999998E-4,{"$f":"D2772*'2.Proyecto'!$E$18","v":3.1399999999999997E-2}]
["2014-04-24T11:00:13.605","11:00:00",2724,6.5700000000000003E-4,{"$f":"D2773*'2.Proyecto'!$E$18","v":3.2850000000000004E-2}]
["2014-04-24T12:00:13.610","12:00:00",2725,6.7400000000000001E-4,{"$f":"D2774*'2.Proyecto'!$E$18","v":3.3700000000000001E-2}]
["2014-04-24T13:00:13.615","13:00:00",2726,6.1399999999999996E-4,{"$f":"D2775*'2.Proyecto'!$E$18","v":3.0699999999999998E-2}]
["2014-04-24T14:00:13.620","14:00:00",2727,5.1500000000000005E-4,{"$f":"D2776*'2.Proyecto'!$E$18","v":2.5750000000000002E-2}]
["2014-04-24T15:00:13.625","15:00:00",2728,3.7800000000000003E-4,{"$f":"D2777*'2.Proyecto'!$E$18","v":1.89E-2}]
["2014-04-24T16:00:13.630","16:00:00",2729,2.1499999999999999E-4,{"$f":"D2778*'2.Proyecto'!$E$18","v":1.0749999999999999E-2}]
["2014-04-24T17:00:13.635","17:00:00",2730,6.3E-5,{"$f":"D2779*'2.Proyecto'!$E$18","v":3.15E-3}]
["2014-04-24T18:00:13.640","18:00:00",2731,0,{"$f":"D2780*'2.Proyecto'!$E$18","v":0}]
["2014-04-24T19:00:13.645","19:00:00",2732,0,{"$f":"D2781*'2.Proyecto'!$E$18","v":0}]
["2014-04-24T20:00:13.650","20:00:00",2733,0,{"$f":"D2782*'2.Proyecto'!$E$18","v":0}]
["2014-04-24T21:00:13.655","21:00:00",2734,0,{"$f":"D2783*'2.Proyecto'!$E$18","v":0}]
["2014-04-24T22:00:13.660","22:00:00",2735,0,{"$f":"D2784*'2.Proyecto'!$E$18","v":0}]
["2014-04-24T23:00:13.665","23:00:00",2736,0,{"$f":"D2785*'2.Proyecto'!$E$18","v":0}]
["2014-04-25T00:00:13.670","00:00:00",2737,0,{"$f":"D2786*'2.Proyecto'!$E$18","v":0}]
["2014-04-25T01:00:13.675","01:00:00",2738,0,{"$f":"D2787*'2.Proyecto'!$E$18","v":0}]
["2014-04-25T02:00:13.680","02:00:00",2739,0,{"$f":"D2788*'2.Proyecto'!$E$18","v":0}]
["2014-04-25T03:00:13.685","03:00:00",2740,0,{"$f":"D2789*'2.Proyecto'!$E$18","v":0}]
["2014-04-25T04:00:13.690","04:00:00",2741,0,{"$f":"D2790*'2.Proyecto'!$E$18","v":0}]
["2014-04-25T05:00:13.695","05:00:00",2742,0,{"$f":"D2791*'2.Proyecto'!$E$18","v":0}]
["2014-04-25T06:00:13.700","06:00:00",2743,8.7000000000000001E-5,{"$f":"D2792*'2.Proyecto'!$E$18","v":4.3499999999999997E-3}]
["2014-04-25T07:00:13.705","07:00:00",2744,2.5799999999999998E-4,{"$f":"D2793*'2.Proyecto'!$E$18","v":1.2899999999999998E-2}]
["2014-04-25T08:00:13.710","08:00:00",2745,4.2099999999999999E-4,{"$f":"D2794*'2.Proyecto'!$E$18","v":2.1049999999999999E-2}]
["2014-04-25T09:00:13.715","09:00:00",2746,5.4300000000000008E-4,{"$f":"D2795*'2.Proyecto'!$E$18","v":2.7150000000000004E-2}]
["2014-04-25T10:00:13.720","10:00:00",2747,6.1700000000000004E-4,{"$f":"D2796*'2.Proyecto'!$E$18","v":3.0850000000000002E-2}]
["2014-04-25T11:00:13.725","11:00:00",2748,6.4900000000000005E-4,{"$f":"D2797*'2.Proyecto'!$E$18","v":3.245E-2}]
["2014-04-25T12:00:13.730","12:00:00",2749,6.4800000000000003E-4,{"$f":"D2798*'2.Proyecto'!$E$18","v":3.2399999999999998E-2}]
["2014-04-25T13:00:13.735","13:00:00",2750,5.9299999999999999E-4,{"$f":"D2799*'2.Proyecto'!$E$18","v":2.9649999999999999E-2}]
["2014-04-25T14:00:13.740","14:00:00",2751,5.0299999999999997E-4,{"$f":"D2800*'2.Proyecto'!$E$18","v":2.5149999999999999E-2}]
["2014-04-25T15:00:13.745","15:00:00",2752,3.7599999999999998E-4,{"$f":"D2801*'2.Proyecto'!$E$18","v":1.8799999999999997E-2}]
["2014-04-25T16:00:13.750","16:00:00",2753,2.2100000000000001E-4,{"$f":"D2802*'2.Proyecto'!$E$18","v":1.1050000000000001E-2}]
["2014-04-25T17:00:13.755","17:00:00",2754,6.7000000000000002E-5,{"$f":"D2803*'2.Proyecto'!$E$18","v":3.3500000000000001E-3}]
["2014-04-25T18:00:13.760","18:00:00",2755,0,{"$f":"D2804*'2.Proyecto'!$E$18","v":0}]
["2014-04-25T19:00:13.765","19:00:00",2756,0,{"$f":"D2805*'2.Proyecto'!$E$18","v":0}]
["2014-04-25T20:00:13.770","20:00:00",2757,0,{"$f":"D2806*'2.Proyecto'!$E$18","v":0}]
["2014-04-25T21:00:13.775","21:00:00",2758,0,{"$f":"D2807*'2.Proyecto'!$E$18","v":0}]
["2014-04-25T22:00:13.780","22:00:00",2759,0,{"$f":"D2808*'2.Proyecto'!$E$18","v":0}]
["2014-04-25T23:00:13.785","23:00:00",2760,0,{"$f":"D2809*'2.Proyecto'!$E$18","v":0}]
["2014-04-26T00:00:13.790","00:00:00",2761,0,{"$f":"D2810*'2.Proyecto'!$E$18","v":0}]
["2014-04-26T01:00:13.795","01:00:00",2762,0,{"$f":"D2811*'2.Proyecto'!$E$18","v":0}]
["2014-04-26T02:00:13.800","02:00:00",2763,0,{"$f":"D2812*'2.Proyecto'!$E$18","v":0}]
["2014-04-26T03:00:13.805","03:00:00",2764,0,{"$f":"D2813*'2.Proyecto'!$E$18","v":0}]
["2014-04-26T04:00:13.810","04:00:00",2765,0,{"$f":"D2814*'2.Proyecto'!$E$18","v":0}]
["2014-04-26T05:00:13.815","05:00:00",2766,0,{"$f":"D2815*'2.Proyecto'!$E$18","v":0}]
["2014-04-26T06:00:13.820","06:00:00",2767,8.8999999999999995E-5,{"$f":"D2816*'2.Proyecto'!$E$18","v":4.45E-3}]
["2014-04-26T07:00:13.825","07:00:00",2768,2.6400000000000002E-4,{"$f":"D2817*'2.Proyecto'!$E$18","v":1.3200000000000002E-2}]
["2014-04-26T08:00:13.830","08:00:00",2769,4.08E-4,{"$f":"D2818*'2.Proyecto'!$E$18","v":2.0400000000000001E-2}]
["2014-04-26T09:00:13.835","09:00:00",2770,5.13E-4,{"$f":"D2819*'2.Proyecto'!$E$18","v":2.5649999999999999E-2}]
["2014-04-26T10:00:13.840","10:00:00",2771,6.3600000000000006E-4,{"$f":"D2820*'2.Proyecto'!$E$18","v":3.1800000000000002E-2}]
["2014-04-26T11:00:13.845","11:00:00",2772,6.7000000000000002E-4,{"$f":"D2821*'2.Proyecto'!$E$18","v":3.3500000000000002E-2}]
["2014-04-26T12:00:13.850","12:00:00",2773,6.7200000000000007E-4,{"$f":"D2822*'2.Proyecto'!$E$18","v":3.3600000000000005E-2}]
["2014-04-26T13:00:13.855","13:00:00",2774,6.2299999999999996E-4,{"$f":"D2823*'2.Proyecto'!$E$18","v":3.1149999999999997E-2}]
["2014-04-26T14:00:13.860","14:00:00",2775,5.2800000000000004E-4,{"$f":"D2824*'2.Proyecto'!$E$18","v":2.6400000000000003E-2}]
["2014-04-26T15:00:13.865","15:00:00",2776,4.0000000000000002E-4,{"$f":"D2825*'2.Proyecto'!$E$18","v":0.02}]
["2014-04-26T16:00:13.870","16:00:00",2777,2.3499999999999999E-4,{"$f":"D2826*'2.Proyecto'!$E$18","v":1.175E-2}]
["2014-04-26T17:00:13.875","17:00:00",2778,7.1999999999999988E-5,{"$f":"D2827*'2.Proyecto'!$E$18","v":3.5999999999999995E-3}]
["2014-04-26T18:00:13.880","18:00:00",2779,0,{"$f":"D2828*'2.Proyecto'!$E$18","v":0}]
["2014-04-26T19:00:13.885","19:00:00",2780,0,{"$f":"D2829*'2.Proyecto'!$E$18","v":0}]
["2014-04-26T20:00:13.890","20:00:00",2781,0,{"$f":"D2830*'2.Proyecto'!$E$18","v":0}]
["2014-04-26T21:00:13.895","21:00:00",2782,0,{"$f":"D2831*'2.Proyecto'!$E$18","v":0}]
["2014-04-26T22:00:13.900","22:00:00",2783,0,{"$f":"D2832*'2.Proyecto'!$E$18","v":0}]
["2014-04-26T23:00:13.905","23:00:00",2784,0,{"$f":"D2833*'2.Proyecto'!$E$18","v":0}]
["2014-04-27T00:00:13.910","00:00:00",2785,0,{"$f":"D2834*'2.Proyecto'!$E$18","v":0}]
["2014-04-27T01:00:13.915","01:00:00",2786,0,{"$f":"D2835*'2.Proyecto'!$E$18","v":0}]
["2014-04-27T02:00:13.920","02:00:00",2787,0,{"$f":"D2836*'2.Proyecto'!$E$18","v":0}]
["2014-04-27T03:00:13.925","03:00:00",2788,0,{"$f":"D2837*'2.Proyecto'!$E$18","v":0}]
["2014-04-27T04:00:13.930","04:00:00",2789,0,{"$f":"D2838*'2.Proyecto'!$E$18","v":0}]
["2014-04-27T05:00:13.935","05:00:00",2790,0,{"$f":"D2839*'2.Proyecto'!$E$18","v":0}]
["2014-04-27T06:00:13.940","06:00:00",2791,9.800000000000001E-5,{"$f":"D2840*'2.Proyecto'!$E$18","v":4.9000000000000007E-3}]
["2014-04-27T07:00:13.945","07:00:00",2792,2.8399999999999996E-4,{"$f":"D2841*'2.Proyecto'!$E$18","v":1.4199999999999997E-2}]
["2014-04-27T08:00:13.950","08:00:00",2793,4.5300000000000001E-4,{"$f":"D2842*'2.Proyecto'!$E$18","v":2.265E-2}]
["2014-04-27T09:00:13.955","09:00:00",2794,5.7799999999999995E-4,{"$f":"D2843*'2.Proyecto'!$E$18","v":2.8899999999999999E-2}]
["2014-04-27T10:00:13.960","10:00:00",2795,6.5400000000000007E-4,{"$f":"D2844*'2.Proyecto'!$E$18","v":3.2700000000000007E-2}]
["2014-04-27T11:00:13.965","11:00:00",2796,6.8000000000000005E-4,{"$f":"D2845*'2.Proyecto'!$E$18","v":3.4000000000000002E-2}]
["2014-04-27T12:00:13.970","12:00:00",2797,6.5600000000000001E-4,{"$f":"D2846*'2.Proyecto'!$E$18","v":3.2800000000000003E-2}]
["2014-04-27T13:00:13.975","13:00:00",2798,5.9800000000000001E-4,{"$f":"D2847*'2.Proyecto'!$E$18","v":2.9899999999999999E-2}]
["2014-04-27T14:00:13.980","14:00:00",2799,4.9899999999999999E-4,{"$f":"D2848*'2.Proyecto'!$E$18","v":2.495E-2}]
["2014-04-27T15:00:13.985","15:00:00",2800,3.6699999999999998E-4,{"$f":"D2849*'2.Proyecto'!$E$18","v":1.8349999999999998E-2}]
["2014-04-27T16:00:13.990","16:00:00",2801,2.12E-4,{"$f":"D2850*'2.Proyecto'!$E$18","v":1.06E-2}]
["2014-04-27T17:00:13.995","17:00:00",2802,6.6000000000000005E-5,{"$f":"D2851*'2.Proyecto'!$E$18","v":3.3000000000000004E-3}]
["2014-04-27T18:00:14","18:00:00",2803,0,{"$f":"D2852*'2.Proyecto'!$E$18","v":0}]
["2014-04-27T19:00:14.005","19:00:00",2804,0,{"$f":"D2853*'2.Proyecto'!$E$18","v":0}]
["2014-04-27T20:00:14.010","20:00:00",2805,0,{"$f":"D2854*'2.Proyecto'!$E$18","v":0}]
["2014-04-27T21:00:14.015","21:00:00",2806,0,{"$f":"D2855*'2.Proyecto'!$E$18","v":0}]
["2014-04-27T22:00:14.020","22:00:00",2807,0,{"$f":"D2856*'2.Proyecto'!$E$18","v":0}]
["2014-04-27T23:00:14.025","23:00:00",2808,0,{"$f":"D2857*'2.Proyecto'!$E$18","v":0}]
["2014-04-28T00:00:14.030","00:00:00",2809,0,{"$f":"D2858*'2.Proyecto'!$E$18","v":0}]
["2014-04-28T01:00:14.035","01:00:00",2810,0,{"$f":"D2859*'2.Proyecto'!$E$18","v":0}]
["2014-04-28T02:00:14.040","02:00:00",2811,0,{"$f":"D2860*'2.Proyecto'!$E$18","v":0}]
["2014-04-28T03:00:14.045","03:00:00",2812,0,{"$f":"D2861*'2.Proyecto'!$E$18","v":0}]
["2014-04-28T04:00:14.050","04:00:00",2813,0,{"$f":"D2862*'2.Proyecto'!$E$18","v":0}]
["2014-04-28T05:00:14.055","05:00:00",2814,0,{"$f":"D2863*'2.Proyecto'!$E$18","v":0}]
["2014-04-28T06:00:14.060","06:00:00",2815,8.7999999999999998E-5,{"$f":"D2864*'2.Proyecto'!$E$18","v":4.4000000000000003E-3}]
["2014-04-28T07:00:14.065","07:00:00",2816,2.5500000000000002E-4,{"$f":"D2865*'2.Proyecto'!$E$18","v":1.2750000000000001E-2}]
["2014-04-28T08:00:14.070","08:00:00",2817,4.1199999999999999E-4,{"$f":"D2866*'2.Proyecto'!$E$18","v":2.06E-2}]
["2014-04-28T09:00:14.075","09:00:00",2818,5.3600000000000002E-4,{"$f":"D2867*'2.Proyecto'!$E$18","v":2.6800000000000001E-2}]
["2014-04-28T10:00:14.080","10:00:00",2819,6.1499999999999999E-4,{"$f":"D2868*'2.Proyecto'!$E$18","v":3.075E-2}]
["2014-04-28T11:00:14.085","11:00:00",2820,6.5600000000000001E-4,{"$f":"D2869*'2.Proyecto'!$E$18","v":3.2800000000000003E-2}]
["2014-04-28T12:00:14.090","12:00:00",2821,6.4000000000000005E-4,{"$f":"D2870*'2.Proyecto'!$E$18","v":3.2000000000000001E-2}]
["2014-04-28T13:00:14.095","13:00:00",2822,5.8299999999999997E-4,{"$f":"D2871*'2.Proyecto'!$E$18","v":2.9149999999999999E-2}]
["2014-04-28T14:00:14.100","14:00:00",2823,4.8899999999999996E-4,{"$f":"D2872*'2.Proyecto'!$E$18","v":2.445E-2}]
["2014-04-28T15:00:14.105","15:00:00",2824,3.7300000000000001E-4,{"$f":"D2873*'2.Proyecto'!$E$18","v":1.865E-2}]
["2014-04-28T16:00:14.110","16:00:00",2825,2.2000000000000001E-4,{"$f":"D2874*'2.Proyecto'!$E$18","v":1.1000000000000001E-2}]
["2014-04-28T17:00:14.115","17:00:00",2826,5.8999999999999998E-5,{"$f":"D2875*'2.Proyecto'!$E$18","v":2.9499999999999999E-3}]
["2014-04-28T18:00:14.120","18:00:00",2827,0,{"$f":"D2876*'2.Proyecto'!$E$18","v":0}]
["2014-04-28T19:00:14.125","19:00:00",2828,0,{"$f":"D2877*'2.Proyecto'!$E$18","v":0}]
["2014-04-28T20:00:14.130","20:00:00",2829,0,{"$f":"D2878*'2.Proyecto'!$E$18","v":0}]
["2014-04-28T21:00:14.135","21:00:00",2830,0,{"$f":"D2879*'2.Proyecto'!$E$18","v":0}]
["2014-04-28T22:00:14.140","22:00:00",2831,0,{"$f":"D2880*'2.Proyecto'!$E$18","v":0}]
["2014-04-28T23:00:14.145","23:00:00",2832,0,{"$f":"D2881*'2.Proyecto'!$E$18","v":0}]
["2014-04-29T00:00:14.150","00:00:00",2833,0,{"$f":"D2882*'2.Proyecto'!$E$18","v":0}]
["2014-04-29T01:00:14.155","01:00:00",2834,0,{"$f":"D2883*'2.Proyecto'!$E$18","v":0}]
["2014-04-29T02:00:14.160","02:00:00",2835,0,{"$f":"D2884*'2.Proyecto'!$E$18","v":0}]
["2014-04-29T03:00:14.165","03:00:00",2836,0,{"$f":"D2885*'2.Proyecto'!$E$18","v":0}]
["2014-04-29T04:00:14.170","04:00:00",2837,0,{"$f":"D2886*'2.Proyecto'!$E$18","v":0}]
["2014-04-29T05:00:14.175","05:00:00",2838,0,{"$f":"D2887*'2.Proyecto'!$E$18","v":0}]
["2014-04-29T06:00:14.180","06:00:00",2839,8.1000000000000004E-5,{"$f":"D2888*'2.Proyecto'!$E$18","v":4.0499999999999998E-3}]
["2014-04-29T07:00:14.185","07:00:00",2840,2.4399999999999999E-4,{"$f":"D2889*'2.Proyecto'!$E$18","v":1.2199999999999999E-2}]
["2014-04-29T08:00:14.190","08:00:00",2841,4.0400000000000001E-4,{"$f":"D2890*'2.Proyecto'!$E$18","v":2.0199999999999999E-2}]
["2014-04-29T09:00:14.195","09:00:00",2842,5.2700000000000002E-4,{"$f":"D2891*'2.Proyecto'!$E$18","v":2.6350000000000002E-2}]
["2014-04-29T10:00:14.200","10:00:00",2843,6.0599999999999998E-4,{"$f":"D2892*'2.Proyecto'!$E$18","v":3.0300000000000001E-2}]
["2014-04-29T11:00:14.205","11:00:00",2844,6.4000000000000005E-4,{"$f":"D2893*'2.Proyecto'!$E$18","v":3.2000000000000001E-2}]
["2014-04-29T12:00:14.210","12:00:00",2845,6.4199999999999999E-4,{"$f":"D2894*'2.Proyecto'!$E$18","v":3.2099999999999997E-2}]
["2014-04-29T13:00:14.215","13:00:00",2846,5.9499999999999993E-4,{"$f":"D2895*'2.Proyecto'!$E$18","v":2.9749999999999995E-2}]
["2014-04-29T14:00:14.220","14:00:00",2847,5.0500000000000002E-4,{"$f":"D2896*'2.Proyecto'!$E$18","v":2.5250000000000002E-2}]
["2014-04-29T15:00:14.225","15:00:00",2848,3.7599999999999998E-4,{"$f":"D2897*'2.Proyecto'!$E$18","v":1.8799999999999997E-2}]
["2014-04-29T16:00:14.230","16:00:00",2849,2.12E-4,{"$f":"D2898*'2.Proyecto'!$E$18","v":1.06E-2}]
["2014-04-29T17:00:14.235","17:00:00",2850,5.1999999999999997E-5,{"$f":"D2899*'2.Proyecto'!$E$18","v":2.5999999999999999E-3}]
["2014-04-29T18:00:14.240","18:00:00",2851,0,{"$f":"D2900*'2.Proyecto'!$E$18","v":0}]
["2014-04-29T19:00:14.245","19:00:00",2852,0,{"$f":"D2901*'2.Proyecto'!$E$18","v":0}]
["2014-04-29T20:00:14.250","20:00:00",2853,0,{"$f":"D2902*'2.Proyecto'!$E$18","v":0}]
["2014-04-29T21:00:14.255","21:00:00",2854,0,{"$f":"D2903*'2.Proyecto'!$E$18","v":0}]
["2014-04-29T22:00:14.260","22:00:00",2855,0,{"$f":"D2904*'2.Proyecto'!$E$18","v":0}]
["2014-04-29T23:00:14.265","23:00:00",2856,0,{"$f":"D2905*'2.Proyecto'!$E$18","v":0}]
["2014-04-30T00:00:14.270","00:00:00",2857,0,{"$f":"D2906*'2.Proyecto'!$E$18","v":0}]
["2014-04-30T01:00:14.275","01:00:00",2858,0,{"$f":"D2907*'2.Proyecto'!$E$18","v":0}]
["2014-04-30T02:00:14.280","02:00:00",2859,0,{"$f":"D2908*'2.Proyecto'!$E$18","v":0}]
["2014-04-30T03:00:14.285","03:00:00",2860,0,{"$f":"D2909*'2.Proyecto'!$E$18","v":0}]
["2014-04-30T04:00:14.290","04:00:00",2861,0,{"$f":"D2910*'2.Proyecto'!$E$18","v":0}]
["2014-04-30T05:00:14.295","05:00:00",2862,0,{"$f":"D2911*'2.Proyecto'!$E$18","v":0}]
["2014-04-30T06:00:14.300","06:00:00",2863,7.4999999999999993E-5,{"$f":"D2912*'2.Proyecto'!$E$18","v":3.7499999999999999E-3}]
["2014-04-30T07:00:14.305","07:00:00",2864,2.1599999999999999E-4,{"$f":"D2913*'2.Proyecto'!$E$18","v":1.0799999999999999E-2}]
["2014-04-30T08:00:14.310","08:00:00",2865,2.9799999999999998E-4,{"$f":"D2914*'2.Proyecto'!$E$18","v":1.4899999999999998E-2}]
["2014-04-30T09:00:14.315","09:00:00",2866,3.4899999999999997E-4,{"$f":"D2915*'2.Proyecto'!$E$18","v":1.745E-2}]
["2014-04-30T10:00:14.320","10:00:00",2867,3.7399999999999998E-4,{"$f":"D2916*'2.Proyecto'!$E$18","v":1.8699999999999998E-2}]
["2014-04-30T11:00:14.325","11:00:00",2868,3.0199999999999997E-4,{"$f":"D2917*'2.Proyecto'!$E$18","v":1.5099999999999999E-2}]
["2014-04-30T12:00:14.330","12:00:00",2869,2.7300000000000002E-4,{"$f":"D2918*'2.Proyecto'!$E$18","v":1.3650000000000001E-2}]
["2014-04-30T13:00:14.335","13:00:00",2870,2.8799999999999995E-4,{"$f":"D2919*'2.Proyecto'!$E$18","v":1.4399999999999998E-2}]
["2014-04-30T14:00:14.340","14:00:00",2871,2.9700000000000001E-4,{"$f":"D2920*'2.Proyecto'!$E$18","v":1.485E-2}]
["2014-04-30T15:00:14.345","15:00:00",2872,1.9900000000000001E-4,{"$f":"D2921*'2.Proyecto'!$E$18","v":9.9500000000000005E-3}]
["2014-04-30T16:00:14.350","16:00:00",2873,1.11E-4,{"$f":"D2922*'2.Proyecto'!$E$18","v":5.5500000000000002E-3}]
["2014-04-30T17:00:14.355","17:00:00",2874,3.1000000000000001E-5,{"$f":"D2923*'2.Proyecto'!$E$18","v":1.5500000000000002E-3}]
["2014-04-30T18:00:14.360","18:00:00",2875,0,{"$f":"D2924*'2.Proyecto'!$E$18","v":0}]
["2014-04-30T19:00:14.365","19:00:00",2876,0,{"$f":"D2925*'2.Proyecto'!$E$18","v":0}]
["2014-04-30T20:00:14.370","20:00:00",2877,0,{"$f":"D2926*'2.Proyecto'!$E$18","v":0}]
["2014-04-30T21:00:14.375","21:00:00",2878,0,{"$f":"D2927*'2.Proyecto'!$E$18","v":0}]
["2014-04-30T22:00:14.380","22:00:00",2879,0,{"$f":"D2928*'2.Proyecto'!$E$18","v":0}]
["2014-04-30T23:00:14.385","23:00:00",2880,0,{"$f":"D2929*'2.Proyecto'!$E$18","v":0}]
["2014-05-01T00:00:14.390","00:00:00",2881,0,{"$f":"D2930*'2.Proyecto'!$E$18","v":0}]
["2014-05-01T01:00:14.395","01:00:00",2882,0,{"$f":"D2931*'2.Proyecto'!$E$18","v":0}]
["2014-05-01T02:00:14.400","02:00:00",2883,0,{"$f":"D2932*'2.Proyecto'!$E$18","v":0}]
["2014-05-01T03:00:14.405","03:00:00",2884,0,{"$f":"D2933*'2.Proyecto'!$E$18","v":0}]
["2014-05-01T04:00:14.410","04:00:00",2885,0,{"$f":"D2934*'2.Proyecto'!$E$18","v":0}]
["2014-05-01T05:00:14.415","05:00:00",2886,0,{"$f":"D2935*'2.Proyecto'!$E$18","v":0}]
["2014-05-01T06:00:14.420","06:00:00",2887,4.4999999999999996E-5,{"$f":"D2936*'2.Proyecto'!$E$18","v":2.2499999999999998E-3}]
["2014-05-01T07:00:14.425","07:00:00",2888,1.7100000000000001E-4,{"$f":"D2937*'2.Proyecto'!$E$18","v":8.5500000000000003E-3}]
["2014-05-01T08:00:14.430","08:00:00",2889,3.1700000000000001E-4,{"$f":"D2938*'2.Proyecto'!$E$18","v":1.585E-2}]
["2014-05-01T09:00:14.435","09:00:00",2890,3.8299999999999999E-4,{"$f":"D2939*'2.Proyecto'!$E$18","v":1.915E-2}]
["2014-05-01T10:00:14.440","10:00:00",2891,4.1199999999999999E-4,{"$f":"D2940*'2.Proyecto'!$E$18","v":2.06E-2}]
["2014-05-01T11:00:14.445","11:00:00",2892,4.4799999999999999E-4,{"$f":"D2941*'2.Proyecto'!$E$18","v":2.24E-2}]
["2014-05-01T12:00:14.450","12:00:00",2893,4.6300000000000003E-4,{"$f":"D2942*'2.Proyecto'!$E$18","v":2.315E-2}]
["2014-05-01T13:00:14.455","13:00:00",2894,4.4299999999999998E-4,{"$f":"D2943*'2.Proyecto'!$E$18","v":2.215E-2}]
["2014-05-01T14:00:14.460","14:00:00",2895,3.6400000000000001E-4,{"$f":"D2944*'2.Proyecto'!$E$18","v":1.8200000000000001E-2}]
["2014-05-01T15:00:14.465","15:00:00",2896,2.5500000000000002E-4,{"$f":"D2945*'2.Proyecto'!$E$18","v":1.2750000000000001E-2}]
["2014-05-01T16:00:14.470","16:00:00",2897,1.08E-4,{"$f":"D2946*'2.Proyecto'!$E$18","v":5.3999999999999994E-3}]
["2014-05-01T17:00:14.475","17:00:00",2898,2.9E-5,{"$f":"D2947*'2.Proyecto'!$E$18","v":1.4499999999999999E-3}]
["2014-05-01T18:00:14.480","18:00:00",2899,0,{"$f":"D2948*'2.Proyecto'!$E$18","v":0}]
["2014-05-01T19:00:14.485","19:00:00",2900,0,{"$f":"D2949*'2.Proyecto'!$E$18","v":0}]
["2014-05-01T20:00:14.490","20:00:00",2901,0,{"$f":"D2950*'2.Proyecto'!$E$18","v":0}]
["2014-05-01T21:00:14.495","21:00:00",2902,0,{"$f":"D2951*'2.Proyecto'!$E$18","v":0}]
["2014-05-01T22:00:14.500","22:00:00",2903,0,{"$f":"D2952*'2.Proyecto'!$E$18","v":0}]
["2014-05-01T23:00:14.505","23:00:00",2904,0,{"$f":"D2953*'2.Proyecto'!$E$18","v":0}]
["2014-05-02T00:00:14.510","00:00:00",2905,0,{"$f":"D2954*'2.Proyecto'!$E$18","v":0}]
["2014-05-02T01:00:14.515","01:00:00",2906,0,{"$f":"D2955*'2.Proyecto'!$E$18","v":0}]
["2014-05-02T02:00:14.520","02:00:00",2907,0,{"$f":"D2956*'2.Proyecto'!$E$18","v":0}]
["2014-05-02T03:00:14.525","03:00:00",2908,0,{"$f":"D2957*'2.Proyecto'!$E$18","v":0}]
["2014-05-02T04:00:14.530","04:00:00",2909,0,{"$f":"D2958*'2.Proyecto'!$E$18","v":0}]
["2014-05-02T05:00:14.535","05:00:00",2910,9.9999999999999995E-7,{"$f":"D2959*'2.Proyecto'!$E$18","v":4.9999999999999996E-5}]
["2014-05-02T06:00:14.540","06:00:00",2911,9.5000000000000005E-5,{"$f":"D2960*'2.Proyecto'!$E$18","v":4.7499999999999999E-3}]
["2014-05-02T07:00:14.545","07:00:00",2912,2.63E-4,{"$f":"D2961*'2.Proyecto'!$E$18","v":1.315E-2}]
["2014-05-02T08:00:14.550","08:00:00",2913,4.1099999999999996E-4,{"$f":"D2962*'2.Proyecto'!$E$18","v":2.0549999999999999E-2}]
["2014-05-02T09:00:14.555","09:00:00",2914,5.1599999999999997E-4,{"$f":"D2963*'2.Proyecto'!$E$18","v":2.5799999999999997E-2}]
["2014-05-02T10:00:14.560","10:00:00",2915,5.8299999999999997E-4,{"$f":"D2964*'2.Proyecto'!$E$18","v":2.9149999999999999E-2}]
["2014-05-02T11:00:14.565","11:00:00",2916,5.8699999999999996E-4,{"$f":"D2965*'2.Proyecto'!$E$18","v":2.9349999999999998E-2}]
["2014-05-02T12:00:14.570","12:00:00",2917,5.7599999999999991E-4,{"$f":"D2966*'2.Proyecto'!$E$18","v":2.8799999999999996E-2}]
["2014-05-02T13:00:14.575","13:00:00",2918,5.4500000000000002E-4,{"$f":"D2967*'2.Proyecto'!$E$18","v":2.725E-2}]
["2014-05-02T14:00:14.580","14:00:00",2919,4.6500000000000003E-4,{"$f":"D2968*'2.Proyecto'!$E$18","v":2.325E-2}]
["2014-05-02T15:00:14.585","15:00:00",2920,3.0499999999999999E-4,{"$f":"D2969*'2.Proyecto'!$E$18","v":1.525E-2}]
["2014-05-02T16:00:14.590","16:00:00",2921,1.8599999999999999E-4,{"$f":"D2970*'2.Proyecto'!$E$18","v":9.2999999999999992E-3}]
["2014-05-02T17:00:14.595","17:00:00",2922,6.5000000000000008E-5,{"$f":"D2971*'2.Proyecto'!$E$18","v":3.2500000000000003E-3}]
["2014-05-02T18:00:14.600","18:00:00",2923,0,{"$f":"D2972*'2.Proyecto'!$E$18","v":0}]
["2014-05-02T19:00:14.605","19:00:00",2924,0,{"$f":"D2973*'2.Proyecto'!$E$18","v":0}]
["2014-05-02T20:00:14.610","20:00:00",2925,0,{"$f":"D2974*'2.Proyecto'!$E$18","v":0}]
["2014-05-02T21:00:14.615","21:00:00",2926,0,{"$f":"D2975*'2.Proyecto'!$E$18","v":0}]
["2014-05-02T22:00:14.620","22:00:00",2927,0,{"$f":"D2976*'2.Proyecto'!$E$18","v":0}]
["2014-05-02T23:00:14.625","23:00:00",2928,0,{"$f":"D2977*'2.Proyecto'!$E$18","v":0}]
["2014-05-03T00:00:14.630","00:00:00",2929,0,{"$f":"D2978*'2.Proyecto'!$E$18","v":0}]
["2014-05-03T01:00:14.635","01:00:00",2930,0,{"$f":"D2979*'2.Proyecto'!$E$18","v":0}]
["2014-05-03T02:00:14.640","02:00:00",2931,0,{"$f":"D2980*'2.Proyecto'!$E$18","v":0}]
["2014-05-03T03:00:14.645","03:00:00",2932,0,{"$f":"D2981*'2.Proyecto'!$E$18","v":0}]
["2014-05-03T04:00:14.650","04:00:00",2933,0,{"$f":"D2982*'2.Proyecto'!$E$18","v":0}]
["2014-05-03T05:00:14.655","05:00:00",2934,0,{"$f":"D2983*'2.Proyecto'!$E$18","v":0}]
["2014-05-03T06:00:14.660","06:00:00",2935,5.3999999999999998E-5,{"$f":"D2984*'2.Proyecto'!$E$18","v":2.6999999999999997E-3}]
["2014-05-03T07:00:14.665","07:00:00",2936,1.76E-4,{"$f":"D2985*'2.Proyecto'!$E$18","v":8.8000000000000005E-3}]
["2014-05-03T08:00:14.670","08:00:00",2937,3.0299999999999999E-4,{"$f":"D2986*'2.Proyecto'!$E$18","v":1.515E-2}]
["2014-05-03T09:00:14.675","09:00:00",2938,4.4299999999999998E-4,{"$f":"D2987*'2.Proyecto'!$E$18","v":2.215E-2}]
["2014-05-03T10:00:14.680","10:00:00",2939,5.2099999999999998E-4,{"$f":"D2988*'2.Proyecto'!$E$18","v":2.605E-2}]
["2014-05-03T11:00:14.685","11:00:00",2940,5.9499999999999993E-4,{"$f":"D2989*'2.Proyecto'!$E$18","v":2.9749999999999995E-2}]
["2014-05-03T12:00:14.690","12:00:00",2941,6.1700000000000004E-4,{"$f":"D2990*'2.Proyecto'!$E$18","v":3.0850000000000002E-2}]
["2014-05-03T13:00:14.695","13:00:00",2942,5.8E-4,{"$f":"D2991*'2.Proyecto'!$E$18","v":2.9000000000000001E-2}]
["2014-05-03T14:00:14.700","14:00:00",2943,5.0000000000000001E-4,{"$f":"D2992*'2.Proyecto'!$E$18","v":2.5000000000000001E-2}]
["2014-05-03T15:00:14.705","15:00:00",2944,3.8500000000000003E-4,{"$f":"D2993*'2.Proyecto'!$E$18","v":1.9250000000000003E-2}]
["2014-05-03T16:00:14.710","16:00:00",2945,2.3400000000000002E-4,{"$f":"D2994*'2.Proyecto'!$E$18","v":1.17E-2}]
["2014-05-03T17:00:14.715","17:00:00",2946,7.8999999999999996E-5,{"$f":"D2995*'2.Proyecto'!$E$18","v":3.9499999999999995E-3}]
["2014-05-03T18:00:14.720","18:00:00",2947,0,{"$f":"D2996*'2.Proyecto'!$E$18","v":0}]
["2014-05-03T19:00:14.725","19:00:00",2948,0,{"$f":"D2997*'2.Proyecto'!$E$18","v":0}]
["2014-05-03T20:00:14.730","20:00:00",2949,0,{"$f":"D2998*'2.Proyecto'!$E$18","v":0}]
["2014-05-03T21:00:14.735","21:00:00",2950,0,{"$f":"D2999*'2.Proyecto'!$E$18","v":0}]
["2014-05-03T22:00:14.740","22:00:00",2951,0,{"$f":"D3000*'2.Proyecto'!$E$18","v":0}]
["2014-05-03T23:00:14.745","23:00:00",2952,0,{"$f":"D3001*'2.Proyecto'!$E$18","v":0}]
["2014-05-04T00:00:14.750","00:00:00",2953,0,{"$f":"D3002*'2.Proyecto'!$E$18","v":0}]
["2014-05-04T01:00:14.755","01:00:00",2954,0,{"$f":"D3003*'2.Proyecto'!$E$18","v":0}]
["2014-05-04T02:00:14.760","02:00:00",2955,0,{"$f":"D3004*'2.Proyecto'!$E$18","v":0}]
["2014-05-04T03:00:14.765","03:00:00",2956,0,{"$f":"D3005*'2.Proyecto'!$E$18","v":0}]
["2014-05-04T04:00:14.770","04:00:00",2957,0,{"$f":"D3006*'2.Proyecto'!$E$18","v":0}]
["2014-05-04T05:00:14.775","05:00:00",2958,9.9999999999999995E-7,{"$f":"D3007*'2.Proyecto'!$E$18","v":4.9999999999999996E-5}]
["2014-05-04T06:00:14.780","06:00:00",2959,9.2999999999999997E-5,{"$f":"D3008*'2.Proyecto'!$E$18","v":4.6499999999999996E-3}]
["2014-05-04T07:00:14.785","07:00:00",2960,2.6000000000000003E-4,{"$f":"D3009*'2.Proyecto'!$E$18","v":1.3000000000000001E-2}]
["2014-05-04T08:00:14.790","08:00:00",2961,3.8700000000000003E-4,{"$f":"D3010*'2.Proyecto'!$E$18","v":1.9350000000000003E-2}]
["2014-05-04T09:00:14.795","09:00:00",2962,5.0699999999999996E-4,{"$f":"D3011*'2.Proyecto'!$E$18","v":2.5349999999999998E-2}]
["2014-05-04T10:00:14.800","10:00:00",2963,5.8999999999999992E-4,{"$f":"D3012*'2.Proyecto'!$E$18","v":2.9499999999999995E-2}]
["2014-05-04T11:00:14.805","11:00:00",2964,6.3500000000000004E-4,{"$f":"D3013*'2.Proyecto'!$E$18","v":3.175E-2}]
["2014-05-04T12:00:14.810","12:00:00",2965,6.3000000000000003E-4,{"$f":"D3014*'2.Proyecto'!$E$18","v":3.15E-2}]
["2014-05-04T13:00:14.815","13:00:00",2966,5.7499999999999999E-4,{"$f":"D3015*'2.Proyecto'!$E$18","v":2.8749999999999998E-2}]
["2014-05-04T14:00:14.820","14:00:00",2967,4.8099999999999998E-4,{"$f":"D3016*'2.Proyecto'!$E$18","v":2.4049999999999998E-2}]
["2014-05-04T15:00:14.825","15:00:00",2968,3.6699999999999998E-4,{"$f":"D3017*'2.Proyecto'!$E$18","v":1.8349999999999998E-2}]
["2014-05-04T16:00:14.830","16:00:00",2969,2.31E-4,{"$f":"D3018*'2.Proyecto'!$E$18","v":1.155E-2}]
["2014-05-04T17:00:14.835","17:00:00",2970,8.2000000000000001E-5,{"$f":"D3019*'2.Proyecto'!$E$18","v":4.1000000000000003E-3}]
["2014-05-04T18:00:14.840","18:00:00",2971,0,{"$f":"D3020*'2.Proyecto'!$E$18","v":0}]
["2014-05-04T19:00:14.845","19:00:00",2972,0,{"$f":"D3021*'2.Proyecto'!$E$18","v":0}]
["2014-05-04T20:00:14.850","20:00:00",2973,0,{"$f":"D3022*'2.Proyecto'!$E$18","v":0}]
["2014-05-04T21:00:14.855","21:00:00",2974,0,{"$f":"D3023*'2.Proyecto'!$E$18","v":0}]
["2014-05-04T22:00:14.860","22:00:00",2975,0,{"$f":"D3024*'2.Proyecto'!$E$18","v":0}]
["2014-05-04T23:00:14.865","23:00:00",2976,0,{"$f":"D3025*'2.Proyecto'!$E$18","v":0}]
["2014-05-05T00:00:14.870","00:00:00",2977,0,{"$f":"D3026*'2.Proyecto'!$E$18","v":0}]
["2014-05-05T01:00:14.875","01:00:00",2978,0,{"$f":"D3027*'2.Proyecto'!$E$18","v":0}]
["2014-05-05T02:00:14.880","02:00:00",2979,0,{"$f":"D3028*'2.Proyecto'!$E$18","v":0}]
["2014-05-05T03:00:14.885","03:00:00",2980,0,{"$f":"D3029*'2.Proyecto'!$E$18","v":0}]
["2014-05-05T04:00:14.890","04:00:00",2981,0,{"$f":"D3030*'2.Proyecto'!$E$18","v":0}]
["2014-05-05T05:00:14.895","05:00:00",2982,9.9999999999999995E-7,{"$f":"D3031*'2.Proyecto'!$E$18","v":4.9999999999999996E-5}]
["2014-05-05T06:00:14.900","06:00:00",2983,1.03E-4,{"$f":"D3032*'2.Proyecto'!$E$18","v":5.1500000000000001E-3}]
["2014-05-05T07:00:14.905","07:00:00",2984,2.7600000000000004E-4,{"$f":"D3033*'2.Proyecto'!$E$18","v":1.3800000000000002E-2}]
["2014-05-05T08:00:14.910","08:00:00",2985,4.3199999999999998E-4,{"$f":"D3034*'2.Proyecto'!$E$18","v":2.1599999999999998E-2}]
["2014-05-05T09:00:14.915","09:00:00",2986,5.31E-4,{"$f":"D3035*'2.Proyecto'!$E$18","v":2.6550000000000001E-2}]
["2014-05-05T10:00:14.920","10:00:00",2987,5.9899999999999992E-4,{"$f":"D3036*'2.Proyecto'!$E$18","v":2.9949999999999997E-2}]
["2014-05-05T11:00:14.925","11:00:00",2988,5.8599999999999993E-4,{"$f":"D3037*'2.Proyecto'!$E$18","v":2.9299999999999996E-2}]
["2014-05-05T12:00:14.930","12:00:00",2989,5.5000000000000003E-4,{"$f":"D3038*'2.Proyecto'!$E$18","v":2.75E-2}]
["2014-05-05T13:00:14.935","13:00:00",2990,4.86E-4,{"$f":"D3039*'2.Proyecto'!$E$18","v":2.4299999999999999E-2}]
["2014-05-05T14:00:14.940","14:00:00",2991,4.5600000000000003E-4,{"$f":"D3040*'2.Proyecto'!$E$18","v":2.2800000000000001E-2}]
["2014-05-05T15:00:14.945","15:00:00",2992,3.1399999999999999E-4,{"$f":"D3041*'2.Proyecto'!$E$18","v":1.5699999999999999E-2}]
["2014-05-05T16:00:14.950","16:00:00",2993,1.9000000000000001E-4,{"$f":"D3042*'2.Proyecto'!$E$18","v":9.4999999999999998E-3}]
["2014-05-05T17:00:14.955","17:00:00",2994,8.2999999999999998E-5,{"$f":"D3043*'2.Proyecto'!$E$18","v":4.15E-3}]
["2014-05-05T18:00:14.960","18:00:00",2995,0,{"$f":"D3044*'2.Proyecto'!$E$18","v":0}]
["2014-05-05T19:00:14.965","19:00:00",2996,0,{"$f":"D3045*'2.Proyecto'!$E$18","v":0}]
["2014-05-05T20:00:14.970","20:00:00",2997,0,{"$f":"D3046*'2.Proyecto'!$E$18","v":0}]
["2014-05-05T21:00:14.975","21:00:00",2998,0,{"$f":"D3047*'2.Proyecto'!$E$18","v":0}]
["2014-05-05T22:00:14.980","22:00:00",2999,0,{"$f":"D3048*'2.Proyecto'!$E$18","v":0}]
["2014-05-05T23:00:14.985","23:00:00",3000,0,{"$f":"D3049*'2.Proyecto'!$E$18","v":0}]
["2014-05-06T00:00:14.990","00:00:00",3001,0,{"$f":"D3050*'2.Proyecto'!$E$18","v":0}]
["2014-05-06T01:00:14.995","01:00:00",3002,0,{"$f":"D3051*'2.Proyecto'!$E$18","v":0}]
["2014-05-06T02:00:15","02:00:00",3003,0,{"$f":"D3052*'2.Proyecto'!$E$18","v":0}]
["2014-05-06T03:00:15.005","03:00:00",3004,0,{"$f":"D3053*'2.Proyecto'!$E$18","v":0}]
["2014-05-06T04:00:15.010","04:00:00",3005,0,{"$f":"D3054*'2.Proyecto'!$E$18","v":0}]
["2014-05-06T05:00:15.015","05:00:00",3006,9.9999999999999995E-7,{"$f":"D3055*'2.Proyecto'!$E$18","v":4.9999999999999996E-5}]
["2014-05-06T06:00:15.020","06:00:00",3007,1.03E-4,{"$f":"D3056*'2.Proyecto'!$E$18","v":5.1500000000000001E-3}]
["2014-05-06T07:00:15.025","07:00:00",3008,2.8299999999999999E-4,{"$f":"D3057*'2.Proyecto'!$E$18","v":1.4149999999999999E-2}]
["2014-05-06T08:00:15.030","08:00:00",3009,4.4500000000000003E-4,{"$f":"D3058*'2.Proyecto'!$E$18","v":2.2250000000000002E-2}]
["2014-05-06T09:00:15.035","09:00:00",3010,5.6999999999999998E-4,{"$f":"D3059*'2.Proyecto'!$E$18","v":2.8499999999999998E-2}]
["2014-05-06T10:00:15.040","10:00:00",3011,6.4999999999999997E-4,{"$f":"D3060*'2.Proyecto'!$E$18","v":3.2500000000000001E-2}]
["2014-05-06T11:00:15.045","11:00:00",3012,6.8000000000000005E-4,{"$f":"D3061*'2.Proyecto'!$E$18","v":3.4000000000000002E-2}]
["2014-05-06T12:00:15.050","12:00:00",3013,6.7600000000000006E-4,{"$f":"D3062*'2.Proyecto'!$E$18","v":3.3800000000000004E-2}]
["2014-05-06T13:00:15.055","13:00:00",3014,6.11E-4,{"$f":"D3063*'2.Proyecto'!$E$18","v":3.0550000000000001E-2}]
["2014-05-06T14:00:15.060","14:00:00",3015,5.1699999999999999E-4,{"$f":"D3064*'2.Proyecto'!$E$18","v":2.5849999999999998E-2}]
["2014-05-06T15:00:15.065","15:00:00",3016,3.9200000000000004E-4,{"$f":"D3065*'2.Proyecto'!$E$18","v":1.9600000000000003E-2}]
["2014-05-06T16:00:15.070","16:00:00",3017,2.2800000000000001E-4,{"$f":"D3066*'2.Proyecto'!$E$18","v":1.14E-2}]
["2014-05-06T17:00:15.075","17:00:00",3018,7.4999999999999993E-5,{"$f":"D3067*'2.Proyecto'!$E$18","v":3.7499999999999999E-3}]
["2014-05-06T18:00:15.080","18:00:00",3019,0,{"$f":"D3068*'2.Proyecto'!$E$18","v":0}]
["2014-05-06T19:00:15.085","19:00:00",3020,0,{"$f":"D3069*'2.Proyecto'!$E$18","v":0}]
["2014-05-06T20:00:15.090","20:00:00",3021,0,{"$f":"D3070*'2.Proyecto'!$E$18","v":0}]
["2014-05-06T21:00:15.095","21:00:00",3022,0,{"$f":"D3071*'2.Proyecto'!$E$18","v":0}]
["2014-05-06T22:00:15.100","22:00:00",3023,0,{"$f":"D3072*'2.Proyecto'!$E$18","v":0}]
["2014-05-06T23:00:15.105","23:00:00",3024,0,{"$f":"D3073*'2.Proyecto'!$E$18","v":0}]
["2014-05-07T00:00:15.110","00:00:00",3025,0,{"$f":"D3074*'2.Proyecto'!$E$18","v":0}]
["2014-05-07T01:00:15.115","01:00:00",3026,0,{"$f":"D3075*'2.Proyecto'!$E$18","v":0}]
["2014-05-07T02:00:15.120","02:00:00",3027,0,{"$f":"D3076*'2.Proyecto'!$E$18","v":0}]
["2014-05-07T03:00:15.125","03:00:00",3028,0,{"$f":"D3077*'2.Proyecto'!$E$18","v":0}]
["2014-05-07T04:00:15.130","04:00:00",3029,0,{"$f":"D3078*'2.Proyecto'!$E$18","v":0}]
["2014-05-07T05:00:15.135","05:00:00",3030,9.9999999999999995E-7,{"$f":"D3079*'2.Proyecto'!$E$18","v":4.9999999999999996E-5}]
["2014-05-07T06:00:15.140","06:00:00",3031,1.0399999999999999E-4,{"$f":"D3080*'2.Proyecto'!$E$18","v":5.1999999999999998E-3}]
["2014-05-07T07:00:15.145","07:00:00",3032,2.8100000000000005E-4,{"$f":"D3081*'2.Proyecto'!$E$18","v":1.4050000000000003E-2}]
["2014-05-07T08:00:15.150","08:00:00",3033,4.1299999999999996E-4,{"$f":"D3082*'2.Proyecto'!$E$18","v":2.0649999999999998E-2}]
["2014-05-07T09:00:15.155","09:00:00",3034,5.0500000000000002E-4,{"$f":"D3083*'2.Proyecto'!$E$18","v":2.5250000000000002E-2}]
["2014-05-07T10:00:15.160","10:00:00",3035,5.9299999999999999E-4,{"$f":"D3084*'2.Proyecto'!$E$18","v":2.9649999999999999E-2}]
["2014-05-07T11:00:15.165","11:00:00",3036,6.4400000000000004E-4,{"$f":"D3085*'2.Proyecto'!$E$18","v":3.2199999999999999E-2}]
["2014-05-07T12:00:15.170","12:00:00",3037,6.5600000000000001E-4,{"$f":"D3086*'2.Proyecto'!$E$18","v":3.2800000000000003E-2}]
["2014-05-07T13:00:15.175","13:00:00",3038,6.2100000000000002E-4,{"$f":"D3087*'2.Proyecto'!$E$18","v":3.1050000000000001E-2}]
["2014-05-07T14:00:15.180","14:00:00",3039,5.2400000000000005E-4,{"$f":"D3088*'2.Proyecto'!$E$18","v":2.6200000000000001E-2}]
["2014-05-07T15:00:15.185","15:00:00",3040,3.6600000000000001E-4,{"$f":"D3089*'2.Proyecto'!$E$18","v":1.83E-2}]
["2014-05-07T16:00:15.190","16:00:00",3041,2.0999999999999998E-4,{"$f":"D3090*'2.Proyecto'!$E$18","v":1.0499999999999999E-2}]
["2014-05-07T17:00:15.195","17:00:00",3042,7.0999999999999991E-5,{"$f":"D3091*'2.Proyecto'!$E$18","v":3.5499999999999993E-3}]
["2014-05-07T18:00:15.200","18:00:00",3043,0,{"$f":"D3092*'2.Proyecto'!$E$18","v":0}]
["2014-05-07T19:00:15.205","19:00:00",3044,0,{"$f":"D3093*'2.Proyecto'!$E$18","v":0}]
["2014-05-07T20:00:15.210","20:00:00",3045,0,{"$f":"D3094*'2.Proyecto'!$E$18","v":0}]
["2014-05-07T21:00:15.215","21:00:00",3046,0,{"$f":"D3095*'2.Proyecto'!$E$18","v":0}]
["2014-05-07T22:00:15.220","22:00:00",3047,0,{"$f":"D3096*'2.Proyecto'!$E$18","v":0}]
["2014-05-07T23:00:15.225","23:00:00",3048,0,{"$f":"D3097*'2.Proyecto'!$E$18","v":0}]
["2014-05-08T00:00:15.230","00:00:00",3049,0,{"$f":"D3098*'2.Proyecto'!$E$18","v":0}]
["2014-05-08T01:00:15.235","01:00:00",3050,0,{"$f":"D3099*'2.Proyecto'!$E$18","v":0}]
["2014-05-08T02:00:15.240","02:00:00",3051,0,{"$f":"D3100*'2.Proyecto'!$E$18","v":0}]
["2014-05-08T03:00:15.245","03:00:00",3052,0,{"$f":"D3101*'2.Proyecto'!$E$18","v":0}]
["2014-05-08T04:00:15.250","04:00:00",3053,0,{"$f":"D3102*'2.Proyecto'!$E$18","v":0}]
["2014-05-08T05:00:15.255","05:00:00",3054,1.9999999999999999E-6,{"$f":"D3103*'2.Proyecto'!$E$18","v":9.9999999999999991E-5}]
["2014-05-08T06:00:15.260","06:00:00",3055,1.0399999999999999E-4,{"$f":"D3104*'2.Proyecto'!$E$18","v":5.1999999999999998E-3}]
["2014-05-08T07:00:15.265","07:00:00",3056,2.8199999999999997E-4,{"$f":"D3105*'2.Proyecto'!$E$18","v":1.4099999999999998E-2}]
["2014-05-08T08:00:15.270","08:00:00",3057,4.4700000000000002E-4,{"$f":"D3106*'2.Proyecto'!$E$18","v":2.2350000000000002E-2}]
["2014-05-08T09:00:15.275","09:00:00",3058,5.7399999999999997E-4,{"$f":"D3107*'2.Proyecto'!$E$18","v":2.87E-2}]
["2014-05-08T10:00:15.280","10:00:00",3059,6.5400000000000007E-4,{"$f":"D3108*'2.Proyecto'!$E$18","v":3.2700000000000007E-2}]
["2014-05-08T11:00:15.285","11:00:00",3060,6.8799999999999992E-4,{"$f":"D3109*'2.Proyecto'!$E$18","v":3.4399999999999993E-2}]
["2014-05-08T12:00:15.290","12:00:00",3061,6.8100000000000007E-4,{"$f":"D3110*'2.Proyecto'!$E$18","v":3.4050000000000004E-2}]
["2014-05-08T13:00:15.295","13:00:00",3062,6.3199999999999997E-4,{"$f":"D3111*'2.Proyecto'!$E$18","v":3.1599999999999996E-2}]
["2014-05-08T14:00:15.300","14:00:00",3063,5.4200000000000006E-4,{"$f":"D3112*'2.Proyecto'!$E$18","v":2.7100000000000003E-2}]
["2014-05-08T15:00:15.305","15:00:00",3064,4.0999999999999999E-4,{"$f":"D3113*'2.Proyecto'!$E$18","v":2.0500000000000001E-2}]
["2014-05-08T16:00:15.310","16:00:00",3065,2.42E-4,{"$f":"D3114*'2.Proyecto'!$E$18","v":1.21E-2}]
["2014-05-08T17:00:15.315","17:00:00",3066,7.1999999999999988E-5,{"$f":"D3115*'2.Proyecto'!$E$18","v":3.5999999999999995E-3}]
["2014-05-08T18:00:15.320","18:00:00",3067,0,{"$f":"D3116*'2.Proyecto'!$E$18","v":0}]
["2014-05-08T19:00:15.325","19:00:00",3068,0,{"$f":"D3117*'2.Proyecto'!$E$18","v":0}]
["2014-05-08T20:00:15.330","20:00:00",3069,0,{"$f":"D3118*'2.Proyecto'!$E$18","v":0}]
["2014-05-08T21:00:15.335","21:00:00",3070,0,{"$f":"D3119*'2.Proyecto'!$E$18","v":0}]
["2014-05-08T22:00:15.340","22:00:00",3071,0,{"$f":"D3120*'2.Proyecto'!$E$18","v":0}]
["2014-05-08T23:00:15.345","23:00:00",3072,0,{"$f":"D3121*'2.Proyecto'!$E$18","v":0}]
["2014-05-09T00:00:15.350","00:00:00",3073,0,{"$f":"D3122*'2.Proyecto'!$E$18","v":0}]
["2014-05-09T01:00:15.355","01:00:00",3074,0,{"$f":"D3123*'2.Proyecto'!$E$18","v":0}]
["2014-05-09T02:00:15.360","02:00:00",3075,0,{"$f":"D3124*'2.Proyecto'!$E$18","v":0}]
["2014-05-09T03:00:15.365","03:00:00",3076,0,{"$f":"D3125*'2.Proyecto'!$E$18","v":0}]
["2014-05-09T04:00:15.370","04:00:00",3077,0,{"$f":"D3126*'2.Proyecto'!$E$18","v":0}]
["2014-05-09T05:00:15.375","05:00:00",3078,1.9999999999999999E-6,{"$f":"D3127*'2.Proyecto'!$E$18","v":9.9999999999999991E-5}]
["2014-05-09T06:00:15.380","06:00:00",3079,8.0000000000000007E-5,{"$f":"D3128*'2.Proyecto'!$E$18","v":4.0000000000000001E-3}]
["2014-05-09T07:00:15.385","07:00:00",3080,2.0899999999999998E-4,{"$f":"D3129*'2.Proyecto'!$E$18","v":1.0449999999999999E-2}]
["2014-05-09T08:00:15.390","08:00:00",3081,3.3100000000000002E-4,{"$f":"D3130*'2.Proyecto'!$E$18","v":1.6550000000000002E-2}]
["2014-05-09T09:00:15.395","09:00:00",3082,3.7399999999999998E-4,{"$f":"D3131*'2.Proyecto'!$E$18","v":1.8699999999999998E-2}]
["2014-05-09T10:00:15.400","10:00:00",3083,3.9400000000000004E-4,{"$f":"D3132*'2.Proyecto'!$E$18","v":1.9700000000000002E-2}]
["2014-05-09T11:00:15.405","11:00:00",3084,3.7599999999999998E-4,{"$f":"D3133*'2.Proyecto'!$E$18","v":1.8799999999999997E-2}]
["2014-05-09T12:00:15.410","12:00:00",3085,3.4699999999999998E-4,{"$f":"D3134*'2.Proyecto'!$E$18","v":1.7349999999999997E-2}]
["2014-05-09T13:00:15.415","13:00:00",3086,3.3199999999999999E-4,{"$f":"D3135*'2.Proyecto'!$E$18","v":1.66E-2}]
["2014-05-09T14:00:15.420","14:00:00",3087,3.1599999999999998E-4,{"$f":"D3136*'2.Proyecto'!$E$18","v":1.5799999999999998E-2}]
["2014-05-09T15:00:15.425","15:00:00",3088,2.72E-4,{"$f":"D3137*'2.Proyecto'!$E$18","v":1.3599999999999999E-2}]
["2014-05-09T16:00:15.430","16:00:00",3089,1.7999999999999998E-4,{"$f":"D3138*'2.Proyecto'!$E$18","v":8.9999999999999993E-3}]
["2014-05-09T17:00:15.435","17:00:00",3090,5.8999999999999998E-5,{"$f":"D3139*'2.Proyecto'!$E$18","v":2.9499999999999999E-3}]
["2014-05-09T18:00:15.440","18:00:00",3091,0,{"$f":"D3140*'2.Proyecto'!$E$18","v":0}]
["2014-05-09T19:00:15.445","19:00:00",3092,0,{"$f":"D3141*'2.Proyecto'!$E$18","v":0}]
["2014-05-09T20:00:15.450","20:00:00",3093,0,{"$f":"D3142*'2.Proyecto'!$E$18","v":0}]
["2014-05-09T21:00:15.455","21:00:00",3094,0,{"$f":"D3143*'2.Proyecto'!$E$18","v":0}]
["2014-05-09T22:00:15.460","22:00:00",3095,0,{"$f":"D3144*'2.Proyecto'!$E$18","v":0}]
["2014-05-09T23:00:15.465","23:00:00",3096,0,{"$f":"D3145*'2.Proyecto'!$E$18","v":0}]
["2014-05-10T00:00:15.470","00:00:00",3097,0,{"$f":"D3146*'2.Proyecto'!$E$18","v":0}]
["2014-05-10T01:00:15.475","01:00:00",3098,0,{"$f":"D3147*'2.Proyecto'!$E$18","v":0}]
["2014-05-10T02:00:15.480","02:00:00",3099,0,{"$f":"D3148*'2.Proyecto'!$E$18","v":0}]
["2014-05-10T03:00:15.485","03:00:00",3100,0,{"$f":"D3149*'2.Proyecto'!$E$18","v":0}]
["2014-05-10T04:00:15.490","04:00:00",3101,0,{"$f":"D3150*'2.Proyecto'!$E$18","v":0}]
["2014-05-10T05:00:15.495","05:00:00",3102,0,{"$f":"D3151*'2.Proyecto'!$E$18","v":0}]
["2014-05-10T06:00:15.500","06:00:00",3103,7.0000000000000007E-5,{"$f":"D3152*'2.Proyecto'!$E$18","v":3.5000000000000005E-3}]
["2014-05-10T07:00:15.505","07:00:00",3104,2.3000000000000001E-4,{"$f":"D3153*'2.Proyecto'!$E$18","v":1.15E-2}]
["2014-05-10T08:00:15.510","08:00:00",3105,3.8999999999999999E-4,{"$f":"D3154*'2.Proyecto'!$E$18","v":1.95E-2}]
["2014-05-10T09:00:15.515","09:00:00",3106,5.2000000000000006E-4,{"$f":"D3155*'2.Proyecto'!$E$18","v":2.6000000000000002E-2}]
["2014-05-10T10:00:15.520","10:00:00",3107,6.11E-4,{"$f":"D3156*'2.Proyecto'!$E$18","v":3.0550000000000001E-2}]
["2014-05-10T11:00:15.525","11:00:00",3108,6.4900000000000005E-4,{"$f":"D3157*'2.Proyecto'!$E$18","v":3.245E-2}]
["2014-05-10T12:00:15.530","12:00:00",3109,6.5300000000000004E-4,{"$f":"D3158*'2.Proyecto'!$E$18","v":3.2650000000000005E-2}]
["2014-05-10T13:00:15.535","13:00:00",3110,6.0099999999999997E-4,{"$f":"D3159*'2.Proyecto'!$E$18","v":3.005E-2}]
["2014-05-10T14:00:15.540","14:00:00",3111,4.6700000000000002E-4,{"$f":"D3160*'2.Proyecto'!$E$18","v":2.3350000000000003E-2}]
["2014-05-10T15:00:15.545","15:00:00",3112,2.5399999999999999E-4,{"$f":"D3161*'2.Proyecto'!$E$18","v":1.2699999999999999E-2}]
["2014-05-10T16:00:15.550","16:00:00",3113,1.1400000000000001E-4,{"$f":"D3162*'2.Proyecto'!$E$18","v":5.7000000000000002E-3}]
["2014-05-10T17:00:15.555","17:00:00",3114,2.6999999999999999E-5,{"$f":"D3163*'2.Proyecto'!$E$18","v":1.3499999999999999E-3}]
["2014-05-10T18:00:15.560","18:00:00",3115,0,{"$f":"D3164*'2.Proyecto'!$E$18","v":0}]
["2014-05-10T19:00:15.565","19:00:00",3116,0,{"$f":"D3165*'2.Proyecto'!$E$18","v":0}]
["2014-05-10T20:00:15.570","20:00:00",3117,0,{"$f":"D3166*'2.Proyecto'!$E$18","v":0}]
["2014-05-10T21:00:15.575","21:00:00",3118,0,{"$f":"D3167*'2.Proyecto'!$E$18","v":0}]
["2014-05-10T22:00:15.580","22:00:00",3119,0,{"$f":"D3168*'2.Proyecto'!$E$18","v":0}]
["2014-05-10T23:00:15.585","23:00:00",3120,0,{"$f":"D3169*'2.Proyecto'!$E$18","v":0}]
["2014-05-11T00:00:15.590","00:00:00",3121,0,{"$f":"D3170*'2.Proyecto'!$E$18","v":0}]
["2014-05-11T01:00:15.595","01:00:00",3122,0,{"$f":"D3171*'2.Proyecto'!$E$18","v":0}]
["2014-05-11T02:00:15.600","02:00:00",3123,0,{"$f":"D3172*'2.Proyecto'!$E$18","v":0}]
["2014-05-11T03:00:15.605","03:00:00",3124,0,{"$f":"D3173*'2.Proyecto'!$E$18","v":0}]
["2014-05-11T04:00:15.610","04:00:00",3125,0,{"$f":"D3174*'2.Proyecto'!$E$18","v":0}]
["2014-05-11T05:00:15.615","05:00:00",3126,1.9999999999999999E-6,{"$f":"D3175*'2.Proyecto'!$E$18","v":9.9999999999999991E-5}]
["2014-05-11T06:00:15.620","06:00:00",3127,8.7000000000000001E-5,{"$f":"D3176*'2.Proyecto'!$E$18","v":4.3499999999999997E-3}]
["2014-05-11T07:00:15.625","07:00:00",3128,2.3499999999999999E-4,{"$f":"D3177*'2.Proyecto'!$E$18","v":1.175E-2}]
["2014-05-11T08:00:15.630","08:00:00",3129,3.8099999999999999E-4,{"$f":"D3178*'2.Proyecto'!$E$18","v":1.9050000000000001E-2}]
["2014-05-11T09:00:15.635","09:00:00",3130,5.0299999999999997E-4,{"$f":"D3179*'2.Proyecto'!$E$18","v":2.5149999999999999E-2}]
["2014-05-11T10:00:15.640","10:00:00",3131,5.8999999999999992E-4,{"$f":"D3180*'2.Proyecto'!$E$18","v":2.9499999999999995E-2}]
["2014-05-11T11:00:15.645","11:00:00",3132,6.3900000000000003E-4,{"$f":"D3181*'2.Proyecto'!$E$18","v":3.1949999999999999E-2}]
["2014-05-11T12:00:15.650","12:00:00",3133,6.4199999999999999E-4,{"$f":"D3182*'2.Proyecto'!$E$18","v":3.2099999999999997E-2}]
["2014-05-11T13:00:15.655","13:00:00",3134,5.9599999999999996E-4,{"$f":"D3183*'2.Proyecto'!$E$18","v":2.9799999999999997E-2}]
["2014-05-11T14:00:15.660","14:00:00",3135,4.64E-4,{"$f":"D3184*'2.Proyecto'!$E$18","v":2.3199999999999998E-2}]
["2014-05-11T15:00:15.665","15:00:00",3136,2.99E-4,{"$f":"D3185*'2.Proyecto'!$E$18","v":1.495E-2}]
["2014-05-11T16:00:15.670","16:00:00",3137,1.6700000000000002E-4,{"$f":"D3186*'2.Proyecto'!$E$18","v":8.3500000000000015E-3}]
["2014-05-11T17:00:15.675","17:00:00",3138,5.8E-5,{"$f":"D3187*'2.Proyecto'!$E$18","v":2.8999999999999998E-3}]
["2014-05-11T18:00:15.680","18:00:00",3139,0,{"$f":"D3188*'2.Proyecto'!$E$18","v":0}]
["2014-05-11T19:00:15.685","19:00:00",3140,0,{"$f":"D3189*'2.Proyecto'!$E$18","v":0}]
["2014-05-11T20:00:15.690","20:00:00",3141,0,{"$f":"D3190*'2.Proyecto'!$E$18","v":0}]
["2014-05-11T21:00:15.695","21:00:00",3142,0,{"$f":"D3191*'2.Proyecto'!$E$18","v":0}]
["2014-05-11T22:00:15.700","22:00:00",3143,0,{"$f":"D3192*'2.Proyecto'!$E$18","v":0}]
["2014-05-11T23:00:15.705","23:00:00",3144,0,{"$f":"D3193*'2.Proyecto'!$E$18","v":0}]
["2014-05-12T00:00:15.710","00:00:00",3145,0,{"$f":"D3194*'2.Proyecto'!$E$18","v":0}]
["2014-05-12T01:00:15.715","01:00:00",3146,0,{"$f":"D3195*'2.Proyecto'!$E$18","v":0}]
["2014-05-12T02:00:15.720","02:00:00",3147,0,{"$f":"D3196*'2.Proyecto'!$E$18","v":0}]
["2014-05-12T03:00:15.725","03:00:00",3148,0,{"$f":"D3197*'2.Proyecto'!$E$18","v":0}]
["2014-05-12T04:00:15.730","04:00:00",3149,0,{"$f":"D3198*'2.Proyecto'!$E$18","v":0}]
["2014-05-12T05:00:15.735","05:00:00",3150,1.9999999999999999E-6,{"$f":"D3199*'2.Proyecto'!$E$18","v":9.9999999999999991E-5}]
["2014-05-12T06:00:15.740","06:00:00",3151,8.9999999999999992E-5,{"$f":"D3200*'2.Proyecto'!$E$18","v":4.4999999999999997E-3}]
["2014-05-12T07:00:15.745","07:00:00",3152,2.4399999999999999E-4,{"$f":"D3201*'2.Proyecto'!$E$18","v":1.2199999999999999E-2}]
["2014-05-12T08:00:15.750","08:00:00",3153,3.9300000000000001E-4,{"$f":"D3202*'2.Proyecto'!$E$18","v":1.9650000000000001E-2}]
["2014-05-12T09:00:15.755","09:00:00",3154,5.1800000000000001E-4,{"$f":"D3203*'2.Proyecto'!$E$18","v":2.5899999999999999E-2}]
["2014-05-12T10:00:15.760","10:00:00",3155,6.0099999999999997E-4,{"$f":"D3204*'2.Proyecto'!$E$18","v":3.005E-2}]
["2014-05-12T11:00:15.765","11:00:00",3156,6.4099999999999997E-4,{"$f":"D3205*'2.Proyecto'!$E$18","v":3.2049999999999995E-2}]
["2014-05-12T12:00:15.770","12:00:00",3157,6.4300000000000002E-4,{"$f":"D3206*'2.Proyecto'!$E$18","v":3.2149999999999998E-2}]
["2014-05-12T13:00:15.775","13:00:00",3158,6.0499999999999996E-4,{"$f":"D3207*'2.Proyecto'!$E$18","v":3.0249999999999999E-2}]
["2014-05-12T14:00:15.780","14:00:00",3159,5.2500000000000008E-4,{"$f":"D3208*'2.Proyecto'!$E$18","v":2.6250000000000002E-2}]
["2014-05-12T15:00:15.785","15:00:00",3160,4.0500000000000003E-4,{"$f":"D3209*'2.Proyecto'!$E$18","v":2.0250000000000001E-2}]
["2014-05-12T16:00:15.790","16:00:00",3161,2.4699999999999999E-4,{"$f":"D3210*'2.Proyecto'!$E$18","v":1.235E-2}]
["2014-05-12T17:00:15.795","17:00:00",3162,8.1000000000000004E-5,{"$f":"D3211*'2.Proyecto'!$E$18","v":4.0499999999999998E-3}]
["2014-05-12T18:00:15.800","18:00:00",3163,9.9999999999999995E-7,{"$f":"D3212*'2.Proyecto'!$E$18","v":4.9999999999999996E-5}]
["2014-05-12T19:00:15.805","19:00:00",3164,0,{"$f":"D3213*'2.Proyecto'!$E$18","v":0}]
["2014-05-12T20:00:15.810","20:00:00",3165,0,{"$f":"D3214*'2.Proyecto'!$E$18","v":0}]
["2014-05-12T21:00:15.815","21:00:00",3166,0,{"$f":"D3215*'2.Proyecto'!$E$18","v":0}]
["2014-05-12T22:00:15.820","22:00:00",3167,0,{"$f":"D3216*'2.Proyecto'!$E$18","v":0}]
["2014-05-12T23:00:15.825","23:00:00",3168,0,{"$f":"D3217*'2.Proyecto'!$E$18","v":0}]
["2014-05-13T00:00:15.830","00:00:00",3169,0,{"$f":"D3218*'2.Proyecto'!$E$18","v":0}]
["2014-05-13T01:00:15.835","01:00:00",3170,0,{"$f":"D3219*'2.Proyecto'!$E$18","v":0}]
["2014-05-13T02:00:15.840","02:00:00",3171,0,{"$f":"D3220*'2.Proyecto'!$E$18","v":0}]
["2014-05-13T03:00:15.845","03:00:00",3172,0,{"$f":"D3221*'2.Proyecto'!$E$18","v":0}]
["2014-05-13T04:00:15.850","04:00:00",3173,0,{"$f":"D3222*'2.Proyecto'!$E$18","v":0}]
["2014-05-13T05:00:15.855","05:00:00",3174,1.9999999999999999E-6,{"$f":"D3223*'2.Proyecto'!$E$18","v":9.9999999999999991E-5}]
["2014-05-13T06:00:15.860","06:00:00",3175,1E-4,{"$f":"D3224*'2.Proyecto'!$E$18","v":5.0000000000000001E-3}]
["2014-05-13T07:00:15.865","07:00:00",3176,2.6200000000000003E-4,{"$f":"D3225*'2.Proyecto'!$E$18","v":1.3100000000000001E-2}]
["2014-05-13T08:00:15.870","08:00:00",3177,4.1999999999999996E-4,{"$f":"D3226*'2.Proyecto'!$E$18","v":2.0999999999999998E-2}]
["2014-05-13T09:00:15.875","09:00:00",3178,5.4800000000000009E-4,{"$f":"D3227*'2.Proyecto'!$E$18","v":2.7400000000000004E-2}]
["2014-05-13T10:00:15.880","10:00:00",3179,6.0700000000000001E-4,{"$f":"D3228*'2.Proyecto'!$E$18","v":3.0350000000000002E-2}]
["2014-05-13T11:00:15.885","11:00:00",3180,6.0599999999999998E-4,{"$f":"D3229*'2.Proyecto'!$E$18","v":3.0300000000000001E-2}]
["2014-05-13T12:00:15.890","12:00:00",3181,5.8099999999999992E-4,{"$f":"D3230*'2.Proyecto'!$E$18","v":2.9049999999999996E-2}]
["2014-05-13T13:00:15.895","13:00:00",3182,5.3800000000000007E-4,{"$f":"D3231*'2.Proyecto'!$E$18","v":2.6900000000000004E-2}]
["2014-05-13T14:00:15.900","14:00:00",3183,4.4799999999999999E-4,{"$f":"D3232*'2.Proyecto'!$E$18","v":2.24E-2}]
["2014-05-13T15:00:15.905","15:00:00",3184,3.2200000000000002E-4,{"$f":"D3233*'2.Proyecto'!$E$18","v":1.61E-2}]
["2014-05-13T16:00:15.910","16:00:00",3185,1.8099999999999998E-4,{"$f":"D3234*'2.Proyecto'!$E$18","v":9.049999999999999E-3}]
["2014-05-13T17:00:15.915","17:00:00",3186,5.5999999999999999E-5,{"$f":"D3235*'2.Proyecto'!$E$18","v":2.8E-3}]
["2014-05-13T18:00:15.920","18:00:00",3187,0,{"$f":"D3236*'2.Proyecto'!$E$18","v":0}]
["2014-05-13T19:00:15.925","19:00:00",3188,0,{"$f":"D3237*'2.Proyecto'!$E$18","v":0}]
["2014-05-13T20:00:15.930","20:00:00",3189,0,{"$f":"D3238*'2.Proyecto'!$E$18","v":0}]
["2014-05-13T21:00:15.935","21:00:00",3190,0,{"$f":"D3239*'2.Proyecto'!$E$18","v":0}]
["2014-05-13T22:00:15.940","22:00:00",3191,0,{"$f":"D3240*'2.Proyecto'!$E$18","v":0}]
["2014-05-13T23:00:15.945","23:00:00",3192,0,{"$f":"D3241*'2.Proyecto'!$E$18","v":0}]
["2014-05-14T00:00:15.950","00:00:00",3193,0,{"$f":"D3242*'2.Proyecto'!$E$18","v":0}]
["2014-05-14T01:00:15.955","01:00:00",3194,0,{"$f":"D3243*'2.Proyecto'!$E$18","v":0}]
["2014-05-14T02:00:15.960","02:00:00",3195,0,{"$f":"D3244*'2.Proyecto'!$E$18","v":0}]
["2014-05-14T03:00:15.965","03:00:00",3196,0,{"$f":"D3245*'2.Proyecto'!$E$18","v":0}]
["2014-05-14T04:00:15.970","04:00:00",3197,0,{"$f":"D3246*'2.Proyecto'!$E$18","v":0}]
["2014-05-14T05:00:15.975","05:00:00",3198,1.9999999999999999E-6,{"$f":"D3247*'2.Proyecto'!$E$18","v":9.9999999999999991E-5}]
["2014-05-14T06:00:15.980","06:00:00",3199,1.02E-4,{"$f":"D3248*'2.Proyecto'!$E$18","v":5.1000000000000004E-3}]
["2014-05-14T07:00:15.985","07:00:00",3200,2.6600000000000001E-4,{"$f":"D3249*'2.Proyecto'!$E$18","v":1.3300000000000001E-2}]
["2014-05-14T08:00:15.990","08:00:00",3201,4.2400000000000001E-4,{"$f":"D3250*'2.Proyecto'!$E$18","v":2.12E-2}]
["2014-05-14T09:00:15.995","09:00:00",3202,5.44E-4,{"$f":"D3251*'2.Proyecto'!$E$18","v":2.7199999999999998E-2}]
["2014-05-14T10:00:16","10:00:00",3203,6.1499999999999999E-4,{"$f":"D3252*'2.Proyecto'!$E$18","v":3.075E-2}]
["2014-05-14T11:00:16.005","11:00:00",3204,6.4700000000000001E-4,{"$f":"D3253*'2.Proyecto'!$E$18","v":3.2350000000000004E-2}]
["2014-05-14T12:00:16.010","12:00:00",3205,6.4400000000000004E-4,{"$f":"D3254*'2.Proyecto'!$E$18","v":3.2199999999999999E-2}]
["2014-05-14T13:00:16.015","13:00:00",3206,5.8500000000000002E-4,{"$f":"D3255*'2.Proyecto'!$E$18","v":2.9250000000000002E-2}]
["2014-05-14T14:00:16.020","14:00:00",3207,4.4799999999999999E-4,{"$f":"D3256*'2.Proyecto'!$E$18","v":2.24E-2}]
["2014-05-14T15:00:16.025","15:00:00",3208,2.6400000000000002E-4,{"$f":"D3257*'2.Proyecto'!$E$18","v":1.3200000000000002E-2}]
["2014-05-14T16:00:16.030","16:00:00",3209,1.65E-4,{"$f":"D3258*'2.Proyecto'!$E$18","v":8.2500000000000004E-3}]
["2014-05-14T17:00:16.035","17:00:00",3210,5.5999999999999999E-5,{"$f":"D3259*'2.Proyecto'!$E$18","v":2.8E-3}]
["2014-05-14T18:00:16.040","18:00:00",3211,0,{"$f":"D3260*'2.Proyecto'!$E$18","v":0}]
["2014-05-14T19:00:16.045","19:00:00",3212,0,{"$f":"D3261*'2.Proyecto'!$E$18","v":0}]
["2014-05-14T20:00:16.050","20:00:00",3213,0,{"$f":"D3262*'2.Proyecto'!$E$18","v":0}]
["2014-05-14T21:00:16.055","21:00:00",3214,0,{"$f":"D3263*'2.Proyecto'!$E$18","v":0}]
["2014-05-14T22:00:16.060","22:00:00",3215,0,{"$f":"D3264*'2.Proyecto'!$E$18","v":0}]
["2014-05-14T23:00:16.065","23:00:00",3216,0,{"$f":"D3265*'2.Proyecto'!$E$18","v":0}]
["2014-05-15T00:00:16.070","00:00:00",3217,0,{"$f":"D3266*'2.Proyecto'!$E$18","v":0}]
["2014-05-15T01:00:16.075","01:00:00",3218,0,{"$f":"D3267*'2.Proyecto'!$E$18","v":0}]
["2014-05-15T02:00:16.080","02:00:00",3219,0,{"$f":"D3268*'2.Proyecto'!$E$18","v":0}]
["2014-05-15T03:00:16.085","03:00:00",3220,0,{"$f":"D3269*'2.Proyecto'!$E$18","v":0}]
["2014-05-15T04:00:16.090","04:00:00",3221,0,{"$f":"D3270*'2.Proyecto'!$E$18","v":0}]
["2014-05-15T05:00:16.095","05:00:00",3222,9.9999999999999995E-7,{"$f":"D3271*'2.Proyecto'!$E$18","v":4.9999999999999996E-5}]
["2014-05-15T06:00:16.100","06:00:00",3223,6.7000000000000002E-5,{"$f":"D3272*'2.Proyecto'!$E$18","v":3.3500000000000001E-3}]
["2014-05-15T07:00:16.105","07:00:00",3224,1.9100000000000001E-4,{"$f":"D3273*'2.Proyecto'!$E$18","v":9.5500000000000012E-3}]
["2014-05-15T08:00:16.110","08:00:00",3225,3.0199999999999997E-4,{"$f":"D3274*'2.Proyecto'!$E$18","v":1.5099999999999999E-2}]
["2014-05-15T09:00:16.115","09:00:00",3226,3.8000000000000002E-4,{"$f":"D3275*'2.Proyecto'!$E$18","v":1.9E-2}]
["2014-05-15T10:00:16.120","10:00:00",3227,4.35E-4,{"$f":"D3276*'2.Proyecto'!$E$18","v":2.1749999999999999E-2}]
["2014-05-15T11:00:16.125","11:00:00",3228,4.5300000000000001E-4,{"$f":"D3277*'2.Proyecto'!$E$18","v":2.265E-2}]
["2014-05-15T12:00:16.130","12:00:00",3229,4.6600000000000005E-4,{"$f":"D3278*'2.Proyecto'!$E$18","v":2.3300000000000001E-2}]
["2014-05-15T13:00:16.135","13:00:00",3230,4.1799999999999997E-4,{"$f":"D3279*'2.Proyecto'!$E$18","v":2.0899999999999998E-2}]
["2014-05-15T14:00:16.140","14:00:00",3231,3.59E-4,{"$f":"D3280*'2.Proyecto'!$E$18","v":1.7950000000000001E-2}]
["2014-05-15T15:00:16.145","15:00:00",3232,2.5599999999999999E-4,{"$f":"D3281*'2.Proyecto'!$E$18","v":1.2799999999999999E-2}]
["2014-05-15T16:00:16.150","16:00:00",3233,1.47E-4,{"$f":"D3282*'2.Proyecto'!$E$18","v":7.3499999999999998E-3}]
["2014-05-15T17:00:16.155","17:00:00",3234,5.5000000000000002E-5,{"$f":"D3283*'2.Proyecto'!$E$18","v":2.7500000000000003E-3}]
["2014-05-15T18:00:16.160","18:00:00",3235,0,{"$f":"D3284*'2.Proyecto'!$E$18","v":0}]
["2014-05-15T19:00:16.165","19:00:00",3236,0,{"$f":"D3285*'2.Proyecto'!$E$18","v":0}]
["2014-05-15T20:00:16.170","20:00:00",3237,0,{"$f":"D3286*'2.Proyecto'!$E$18","v":0}]
["2014-05-15T21:00:16.175","21:00:00",3238,0,{"$f":"D3287*'2.Proyecto'!$E$18","v":0}]
["2014-05-15T22:00:16.180","22:00:00",3239,0,{"$f":"D3288*'2.Proyecto'!$E$18","v":0}]
["2014-05-15T23:00:16.185","23:00:00",3240,0,{"$f":"D3289*'2.Proyecto'!$E$18","v":0}]
["2014-05-16T00:00:16.190","00:00:00",3241,0,{"$f":"D3290*'2.Proyecto'!$E$18","v":0}]
["2014-05-16T01:00:16.195","01:00:00",3242,0,{"$f":"D3291*'2.Proyecto'!$E$18","v":0}]
["2014-05-16T02:00:16.200","02:00:00",3243,0,{"$f":"D3292*'2.Proyecto'!$E$18","v":0}]
["2014-05-16T03:00:16.205","03:00:00",3244,0,{"$f":"D3293*'2.Proyecto'!$E$18","v":0}]
["2014-05-16T04:00:16.210","04:00:00",3245,0,{"$f":"D3294*'2.Proyecto'!$E$18","v":0}]
["2014-05-16T05:00:16.215","05:00:00",3246,3.0000000000000001E-6,{"$f":"D3295*'2.Proyecto'!$E$18","v":1.5000000000000001E-4}]
["2014-05-16T06:00:16.220","06:00:00",3247,1.03E-4,{"$f":"D3296*'2.Proyecto'!$E$18","v":5.1500000000000001E-3}]
["2014-05-16T07:00:16.225","07:00:00",3248,2.7400000000000005E-4,{"$f":"D3297*'2.Proyecto'!$E$18","v":1.3700000000000002E-2}]
["2014-05-16T08:00:16.230","08:00:00",3249,4.4200000000000001E-4,{"$f":"D3298*'2.Proyecto'!$E$18","v":2.2100000000000002E-2}]
["2014-05-16T09:00:16.235","09:00:00",3250,5.7799999999999995E-4,{"$f":"D3299*'2.Proyecto'!$E$18","v":2.8899999999999999E-2}]
["2014-05-16T10:00:16.240","10:00:00",3251,6.6300000000000007E-4,{"$f":"D3300*'2.Proyecto'!$E$18","v":3.3150000000000006E-2}]
["2014-05-16T11:00:16.245","11:00:00",3252,7.0299999999999996E-4,{"$f":"D3301*'2.Proyecto'!$E$18","v":3.5150000000000001E-2}]
["2014-05-16T12:00:16.250","12:00:00",3253,6.9999999999999999E-4,{"$f":"D3302*'2.Proyecto'!$E$18","v":3.4999999999999996E-2}]
["2014-05-16T13:00:16.255","13:00:00",3254,6.5499999999999998E-4,{"$f":"D3303*'2.Proyecto'!$E$18","v":3.2750000000000001E-2}]
["2014-05-16T14:00:16.260","14:00:00",3255,5.669999999999999E-4,{"$f":"D3304*'2.Proyecto'!$E$18","v":2.8349999999999997E-2}]
["2014-05-16T15:00:16.265","15:00:00",3256,4.3100000000000001E-4,{"$f":"D3305*'2.Proyecto'!$E$18","v":2.155E-2}]
["2014-05-16T16:00:16.270","16:00:00",3257,2.6400000000000002E-4,{"$f":"D3306*'2.Proyecto'!$E$18","v":1.3200000000000002E-2}]
["2014-05-16T17:00:16.275","17:00:00",3258,9.2999999999999997E-5,{"$f":"D3307*'2.Proyecto'!$E$18","v":4.6499999999999996E-3}]
["2014-05-16T18:00:16.280","18:00:00",3259,1.9999999999999999E-6,{"$f":"D3308*'2.Proyecto'!$E$18","v":9.9999999999999991E-5}]
["2014-05-16T19:00:16.285","19:00:00",3260,0,{"$f":"D3309*'2.Proyecto'!$E$18","v":0}]
["2014-05-16T20:00:16.290","20:00:00",3261,0,{"$f":"D3310*'2.Proyecto'!$E$18","v":0}]
["2014-05-16T21:00:16.295","21:00:00",3262,0,{"$f":"D3311*'2.Proyecto'!$E$18","v":0}]
["2014-05-16T22:00:16.300","22:00:00",3263,0,{"$f":"D3312*'2.Proyecto'!$E$18","v":0}]
["2014-05-16T23:00:16.305","23:00:00",3264,0,{"$f":"D3313*'2.Proyecto'!$E$18","v":0}]
["2014-05-17T00:00:16.310","00:00:00",3265,0,{"$f":"D3314*'2.Proyecto'!$E$18","v":0}]
["2014-05-17T01:00:16.315","01:00:00",3266,0,{"$f":"D3315*'2.Proyecto'!$E$18","v":0}]
["2014-05-17T02:00:16.320","02:00:00",3267,0,{"$f":"D3316*'2.Proyecto'!$E$18","v":0}]
["2014-05-17T03:00:16.325","03:00:00",3268,0,{"$f":"D3317*'2.Proyecto'!$E$18","v":0}]
["2014-05-17T04:00:16.330","04:00:00",3269,0,{"$f":"D3318*'2.Proyecto'!$E$18","v":0}]
["2014-05-17T05:00:16.335","05:00:00",3270,3.0000000000000001E-6,{"$f":"D3319*'2.Proyecto'!$E$18","v":1.5000000000000001E-4}]
["2014-05-17T06:00:16.340","06:00:00",3271,1.08E-4,{"$f":"D3320*'2.Proyecto'!$E$18","v":5.3999999999999994E-3}]
["2014-05-17T07:00:16.345","07:00:00",3272,2.8599999999999996E-4,{"$f":"D3321*'2.Proyecto'!$E$18","v":1.4299999999999998E-2}]
["2014-05-17T08:00:16.350","08:00:00",3273,4.5200000000000004E-4,{"$f":"D3322*'2.Proyecto'!$E$18","v":2.2600000000000002E-2}]
["2014-05-17T09:00:16.355","09:00:00",3274,5.8099999999999992E-4,{"$f":"D3323*'2.Proyecto'!$E$18","v":2.9049999999999996E-2}]
["2014-05-17T10:00:16.360","10:00:00",3275,6.6500000000000001E-4,{"$f":"D3324*'2.Proyecto'!$E$18","v":3.3250000000000002E-2}]
["2014-05-17T11:00:16.365","11:00:00",3276,7.0299999999999996E-4,{"$f":"D3325*'2.Proyecto'!$E$18","v":3.5150000000000001E-2}]
["2014-05-17T12:00:16.370","12:00:00",3277,7.0099999999999991E-4,{"$f":"D3326*'2.Proyecto'!$E$18","v":3.5049999999999998E-2}]
["2014-05-17T13:00:16.375","13:00:00",3278,6.5499999999999998E-4,{"$f":"D3327*'2.Proyecto'!$E$18","v":3.2750000000000001E-2}]
["2014-05-17T14:00:16.380","14:00:00",3279,5.6799999999999993E-4,{"$f":"D3328*'2.Proyecto'!$E$18","v":2.8399999999999995E-2}]
["2014-05-17T15:00:16.385","15:00:00",3280,4.3899999999999999E-4,{"$f":"D3329*'2.Proyecto'!$E$18","v":2.1950000000000001E-2}]
["2014-05-17T16:00:16.390","16:00:00",3281,2.72E-4,{"$f":"D3330*'2.Proyecto'!$E$18","v":1.3599999999999999E-2}]
["2014-05-17T17:00:16.395","17:00:00",3282,9.5000000000000005E-5,{"$f":"D3331*'2.Proyecto'!$E$18","v":4.7499999999999999E-3}]
["2014-05-17T18:00:16.400","18:00:00",3283,1.9999999999999999E-6,{"$f":"D3332*'2.Proyecto'!$E$18","v":9.9999999999999991E-5}]
["2014-05-17T19:00:16.405","19:00:00",3284,0,{"$f":"D3333*'2.Proyecto'!$E$18","v":0}]
["2014-05-17T20:00:16.410","20:00:00",3285,0,{"$f":"D3334*'2.Proyecto'!$E$18","v":0}]
["2014-05-17T21:00:16.415","21:00:00",3286,0,{"$f":"D3335*'2.Proyecto'!$E$18","v":0}]
["2014-05-17T22:00:16.420","22:00:00",3287,0,{"$f":"D3336*'2.Proyecto'!$E$18","v":0}]
["2014-05-17T23:00:16.425","23:00:00",3288,0,{"$f":"D3337*'2.Proyecto'!$E$18","v":0}]
["2014-05-18T00:00:16.430","00:00:00",3289,0,{"$f":"D3338*'2.Proyecto'!$E$18","v":0}]
["2014-05-18T01:00:16.435","01:00:00",3290,0,{"$f":"D3339*'2.Proyecto'!$E$18","v":0}]
["2014-05-18T02:00:16.440","02:00:00",3291,0,{"$f":"D3340*'2.Proyecto'!$E$18","v":0}]
["2014-05-18T03:00:16.445","03:00:00",3292,0,{"$f":"D3341*'2.Proyecto'!$E$18","v":0}]
["2014-05-18T04:00:16.450","04:00:00",3293,0,{"$f":"D3342*'2.Proyecto'!$E$18","v":0}]
["2014-05-18T05:00:16.455","05:00:00",3294,3.0000000000000001E-6,{"$f":"D3343*'2.Proyecto'!$E$18","v":1.5000000000000001E-4}]
["2014-05-18T06:00:16.460","06:00:00",3295,1.08E-4,{"$f":"D3344*'2.Proyecto'!$E$18","v":5.3999999999999994E-3}]
["2014-05-18T07:00:16.465","07:00:00",3296,2.8100000000000005E-4,{"$f":"D3345*'2.Proyecto'!$E$18","v":1.4050000000000003E-2}]
["2014-05-18T08:00:16.470","08:00:00",3297,4.4000000000000002E-4,{"$f":"D3346*'2.Proyecto'!$E$18","v":2.2000000000000002E-2}]
["2014-05-18T09:00:16.475","09:00:00",3298,5.53E-4,{"$f":"D3347*'2.Proyecto'!$E$18","v":2.7650000000000001E-2}]
["2014-05-18T10:00:16.480","10:00:00",3299,6.3100000000000005E-4,{"$f":"D3348*'2.Proyecto'!$E$18","v":3.1550000000000002E-2}]
["2014-05-18T11:00:16.485","11:00:00",3300,6.5400000000000007E-4,{"$f":"D3349*'2.Proyecto'!$E$18","v":3.2700000000000007E-2}]
["2014-05-18T12:00:16.490","12:00:00",3301,6.2399999999999999E-4,{"$f":"D3350*'2.Proyecto'!$E$18","v":3.1199999999999999E-2}]
["2014-05-18T13:00:16.495","13:00:00",3302,5.1500000000000005E-4,{"$f":"D3351*'2.Proyecto'!$E$18","v":2.5750000000000002E-2}]
["2014-05-18T14:00:16.500","14:00:00",3303,4.2200000000000001E-4,{"$f":"D3352*'2.Proyecto'!$E$18","v":2.1100000000000001E-2}]
["2014-05-18T15:00:16.505","15:00:00",3304,3.1800000000000003E-4,{"$f":"D3353*'2.Proyecto'!$E$18","v":1.5900000000000001E-2}]
["2014-05-18T16:00:16.510","16:00:00",3305,2.03E-4,{"$f":"D3354*'2.Proyecto'!$E$18","v":1.0149999999999999E-2}]
["2014-05-18T17:00:16.515","17:00:00",3306,6.900000000000001E-5,{"$f":"D3355*'2.Proyecto'!$E$18","v":3.4500000000000004E-3}]
["2014-05-18T18:00:16.520","18:00:00",3307,9.9999999999999995E-7,{"$f":"D3356*'2.Proyecto'!$E$18","v":4.9999999999999996E-5}]
["2014-05-18T19:00:16.525","19:00:00",3308,0,{"$f":"D3357*'2.Proyecto'!$E$18","v":0}]
["2014-05-18T20:00:16.530","20:00:00",3309,0,{"$f":"D3358*'2.Proyecto'!$E$18","v":0}]
["2014-05-18T21:00:16.535","21:00:00",3310,0,{"$f":"D3359*'2.Proyecto'!$E$18","v":0}]
["2014-05-18T22:00:16.540","22:00:00",3311,0,{"$f":"D3360*'2.Proyecto'!$E$18","v":0}]
["2014-05-18T23:00:16.545","23:00:00",3312,0,{"$f":"D3361*'2.Proyecto'!$E$18","v":0}]
["2014-05-19T00:00:16.550","00:00:00",3313,0,{"$f":"D3362*'2.Proyecto'!$E$18","v":0}]
["2014-05-19T01:00:16.555","01:00:00",3314,0,{"$f":"D3363*'2.Proyecto'!$E$18","v":0}]
["2014-05-19T02:00:16.560","02:00:00",3315,0,{"$f":"D3364*'2.Proyecto'!$E$18","v":0}]
["2014-05-19T03:00:16.565","03:00:00",3316,0,{"$f":"D3365*'2.Proyecto'!$E$18","v":0}]
["2014-05-19T04:00:16.570","04:00:00",3317,0,{"$f":"D3366*'2.Proyecto'!$E$18","v":0}]
["2014-05-19T05:00:16.575","05:00:00",3318,0,{"$f":"D3367*'2.Proyecto'!$E$18","v":0}]
["2014-05-19T06:00:16.580","06:00:00",3319,4.2000000000000004E-5,{"$f":"D3368*'2.Proyecto'!$E$18","v":2.1000000000000003E-3}]
["2014-05-19T07:00:16.585","07:00:00",3320,1.3300000000000001E-4,{"$f":"D3369*'2.Proyecto'!$E$18","v":6.6500000000000005E-3}]
["2014-05-19T08:00:16.590","08:00:00",3321,2.12E-4,{"$f":"D3370*'2.Proyecto'!$E$18","v":1.06E-2}]
["2014-05-19T09:00:16.595","09:00:00",3322,3.21E-4,{"$f":"D3371*'2.Proyecto'!$E$18","v":1.6049999999999998E-2}]
["2014-05-19T10:00:16.600","10:00:00",3323,4.35E-4,{"$f":"D3372*'2.Proyecto'!$E$18","v":2.1749999999999999E-2}]
["2014-05-19T11:00:16.605","11:00:00",3324,4.9299999999999995E-4,{"$f":"D3373*'2.Proyecto'!$E$18","v":2.4649999999999998E-2}]
["2014-05-19T12:00:16.610","12:00:00",3325,5.2400000000000005E-4,{"$f":"D3374*'2.Proyecto'!$E$18","v":2.6200000000000001E-2}]
["2014-05-19T13:00:16.615","13:00:00",3326,5.1599999999999997E-4,{"$f":"D3375*'2.Proyecto'!$E$18","v":2.5799999999999997E-2}]
["2014-05-19T14:00:16.620","14:00:00",3327,4.57E-4,{"$f":"D3376*'2.Proyecto'!$E$18","v":2.2849999999999999E-2}]
["2014-05-19T15:00:16.625","15:00:00",3328,3.7800000000000003E-4,{"$f":"D3377*'2.Proyecto'!$E$18","v":1.89E-2}]
["2014-05-19T16:00:16.630","16:00:00",3329,2.3899999999999998E-4,{"$f":"D3378*'2.Proyecto'!$E$18","v":1.1949999999999999E-2}]
["2014-05-19T17:00:16.635","17:00:00",3330,8.8999999999999995E-5,{"$f":"D3379*'2.Proyecto'!$E$18","v":4.45E-3}]
["2014-05-19T18:00:16.640","18:00:00",3331,1.9999999999999999E-6,{"$f":"D3380*'2.Proyecto'!$E$18","v":9.9999999999999991E-5}]
["2014-05-19T19:00:16.645","19:00:00",3332,0,{"$f":"D3381*'2.Proyecto'!$E$18","v":0}]
["2014-05-19T20:00:16.650","20:00:00",3333,0,{"$f":"D3382*'2.Proyecto'!$E$18","v":0}]
["2014-05-19T21:00:16.655","21:00:00",3334,0,{"$f":"D3383*'2.Proyecto'!$E$18","v":0}]
["2014-05-19T22:00:16.660","22:00:00",3335,0,{"$f":"D3384*'2.Proyecto'!$E$18","v":0}]
["2014-05-19T23:00:16.665","23:00:00",3336,0,{"$f":"D3385*'2.Proyecto'!$E$18","v":0}]
["2014-05-20T00:00:16.670","00:00:00",3337,0,{"$f":"D3386*'2.Proyecto'!$E$18","v":0}]
["2014-05-20T01:00:16.675","01:00:00",3338,0,{"$f":"D3387*'2.Proyecto'!$E$18","v":0}]
["2014-05-20T02:00:16.680","02:00:00",3339,0,{"$f":"D3388*'2.Proyecto'!$E$18","v":0}]
["2014-05-20T03:00:16.685","03:00:00",3340,0,{"$f":"D3389*'2.Proyecto'!$E$18","v":0}]
["2014-05-20T04:00:16.690","04:00:00",3341,0,{"$f":"D3390*'2.Proyecto'!$E$18","v":0}]
["2014-05-20T05:00:16.695","05:00:00",3342,3.0000000000000001E-6,{"$f":"D3391*'2.Proyecto'!$E$18","v":1.5000000000000001E-4}]
["2014-05-20T06:00:16.700","06:00:00",3343,1.01E-4,{"$f":"D3392*'2.Proyecto'!$E$18","v":5.0499999999999998E-3}]
["2014-05-20T07:00:16.705","07:00:00",3344,2.6200000000000003E-4,{"$f":"D3393*'2.Proyecto'!$E$18","v":1.3100000000000001E-2}]
["2014-05-20T08:00:16.710","08:00:00",3345,4.17E-4,{"$f":"D3394*'2.Proyecto'!$E$18","v":2.085E-2}]
["2014-05-20T09:00:16.715","09:00:00",3346,5.4000000000000001E-4,{"$f":"D3395*'2.Proyecto'!$E$18","v":2.7E-2}]
["2014-05-20T10:00:16.720","10:00:00",3347,6.1399999999999996E-4,{"$f":"D3396*'2.Proyecto'!$E$18","v":3.0699999999999998E-2}]
["2014-05-20T11:00:16.725","11:00:00",3348,6.4300000000000002E-4,{"$f":"D3397*'2.Proyecto'!$E$18","v":3.2149999999999998E-2}]
["2014-05-20T12:00:16.730","12:00:00",3349,6.3299999999999999E-4,{"$f":"D3398*'2.Proyecto'!$E$18","v":3.1649999999999998E-2}]
["2014-05-20T13:00:16.735","13:00:00",3350,5.8599999999999993E-4,{"$f":"D3399*'2.Proyecto'!$E$18","v":2.9299999999999996E-2}]
["2014-05-20T14:00:16.740","14:00:00",3351,5.1000000000000004E-4,{"$f":"D3400*'2.Proyecto'!$E$18","v":2.5500000000000002E-2}]
["2014-05-20T15:00:16.745","15:00:00",3352,3.6699999999999998E-4,{"$f":"D3401*'2.Proyecto'!$E$18","v":1.8349999999999998E-2}]
["2014-05-20T16:00:16.750","16:00:00",3353,2.3400000000000002E-4,{"$f":"D3402*'2.Proyecto'!$E$18","v":1.17E-2}]
["2014-05-20T17:00:16.755","17:00:00",3354,8.7999999999999998E-5,{"$f":"D3403*'2.Proyecto'!$E$18","v":4.4000000000000003E-3}]
["2014-05-20T18:00:16.760","18:00:00",3355,1.9999999999999999E-6,{"$f":"D3404*'2.Proyecto'!$E$18","v":9.9999999999999991E-5}]
["2014-05-20T19:00:16.765","19:00:00",3356,0,{"$f":"D3405*'2.Proyecto'!$E$18","v":0}]
["2014-05-20T20:00:16.770","20:00:00",3357,0,{"$f":"D3406*'2.Proyecto'!$E$18","v":0}]
["2014-05-20T21:00:16.775","21:00:00",3358,0,{"$f":"D3407*'2.Proyecto'!$E$18","v":0}]
["2014-05-20T22:00:16.780","22:00:00",3359,0,{"$f":"D3408*'2.Proyecto'!$E$18","v":0}]
["2014-05-20T23:00:16.785","23:00:00",3360,0,{"$f":"D3409*'2.Proyecto'!$E$18","v":0}]
["2014-05-21T00:00:16.790","00:00:00",3361,0,{"$f":"D3410*'2.Proyecto'!$E$18","v":0}]
["2014-05-21T01:00:16.795","01:00:00",3362,0,{"$f":"D3411*'2.Proyecto'!$E$18","v":0}]
["2014-05-21T02:00:16.800","02:00:00",3363,0,{"$f":"D3412*'2.Proyecto'!$E$18","v":0}]
["2014-05-21T03:00:16.805","03:00:00",3364,0,{"$f":"D3413*'2.Proyecto'!$E$18","v":0}]
["2014-05-21T04:00:16.810","04:00:00",3365,0,{"$f":"D3414*'2.Proyecto'!$E$18","v":0}]
["2014-05-21T05:00:16.815","05:00:00",3366,3.0000000000000001E-6,{"$f":"D3415*'2.Proyecto'!$E$18","v":1.5000000000000001E-4}]
["2014-05-21T06:00:16.820","06:00:00",3367,1.06E-4,{"$f":"D3416*'2.Proyecto'!$E$18","v":5.3E-3}]
["2014-05-21T07:00:16.825","07:00:00",3368,2.7600000000000004E-4,{"$f":"D3417*'2.Proyecto'!$E$18","v":1.3800000000000002E-2}]
["2014-05-21T08:00:16.830","08:00:00",3369,4.3599999999999997E-4,{"$f":"D3418*'2.Proyecto'!$E$18","v":2.18E-2}]
["2014-05-21T09:00:16.835","09:00:00",3370,5.5700000000000009E-4,{"$f":"D3419*'2.Proyecto'!$E$18","v":2.7850000000000003E-2}]
["2014-05-21T10:00:16.840","10:00:00",3371,6.1700000000000004E-4,{"$f":"D3420*'2.Proyecto'!$E$18","v":3.0850000000000002E-2}]
["2014-05-21T11:00:16.845","11:00:00",3372,6.5099999999999999E-4,{"$f":"D3421*'2.Proyecto'!$E$18","v":3.2550000000000003E-2}]
["2014-05-21T12:00:16.850","12:00:00",3373,6.3600000000000006E-4,{"$f":"D3422*'2.Proyecto'!$E$18","v":3.1800000000000002E-2}]
["2014-05-21T13:00:16.855","13:00:00",3374,5.8199999999999994E-4,{"$f":"D3423*'2.Proyecto'!$E$18","v":2.9099999999999997E-2}]
["2014-05-21T14:00:16.860","14:00:00",3375,5.0799999999999999E-4,{"$f":"D3424*'2.Proyecto'!$E$18","v":2.5399999999999999E-2}]
["2014-05-21T15:00:16.865","15:00:00",3376,3.4899999999999997E-4,{"$f":"D3425*'2.Proyecto'!$E$18","v":1.745E-2}]
["2014-05-21T16:00:16.870","16:00:00",3377,2.14E-4,{"$f":"D3426*'2.Proyecto'!$E$18","v":1.0699999999999999E-2}]
["2014-05-21T17:00:16.875","17:00:00",3378,7.4999999999999993E-5,{"$f":"D3427*'2.Proyecto'!$E$18","v":3.7499999999999999E-3}]
["2014-05-21T18:00:16.880","18:00:00",3379,9.9999999999999995E-7,{"$f":"D3428*'2.Proyecto'!$E$18","v":4.9999999999999996E-5}]
["2014-05-21T19:00:16.885","19:00:00",3380,0,{"$f":"D3429*'2.Proyecto'!$E$18","v":0}]
["2014-05-21T20:00:16.890","20:00:00",3381,0,{"$f":"D3430*'2.Proyecto'!$E$18","v":0}]
["2014-05-21T21:00:16.895","21:00:00",3382,0,{"$f":"D3431*'2.Proyecto'!$E$18","v":0}]
["2014-05-21T22:00:16.900","22:00:00",3383,0,{"$f":"D3432*'2.Proyecto'!$E$18","v":0}]
["2014-05-21T23:00:16.905","23:00:00",3384,0,{"$f":"D3433*'2.Proyecto'!$E$18","v":0}]
["2014-05-22T00:00:16.910","00:00:00",3385,0,{"$f":"D3434*'2.Proyecto'!$E$18","v":0}]
["2014-05-22T01:00:16.915","01:00:00",3386,0,{"$f":"D3435*'2.Proyecto'!$E$18","v":0}]
["2014-05-22T02:00:16.920","02:00:00",3387,0,{"$f":"D3436*'2.Proyecto'!$E$18","v":0}]
["2014-05-22T03:00:16.925","03:00:00",3388,0,{"$f":"D3437*'2.Proyecto'!$E$18","v":0}]
["2014-05-22T04:00:16.930","04:00:00",3389,0,{"$f":"D3438*'2.Proyecto'!$E$18","v":0}]
["2014-05-22T05:00:16.935","05:00:00",3390,3.9999999999999998E-6,{"$f":"D3439*'2.Proyecto'!$E$18","v":1.9999999999999998E-4}]
["2014-05-22T06:00:16.940","06:00:00",3391,1.06E-4,{"$f":"D3440*'2.Proyecto'!$E$18","v":5.3E-3}]
["2014-05-22T07:00:16.945","07:00:00",3392,2.7E-4,{"$f":"D3441*'2.Proyecto'!$E$18","v":1.35E-2}]
["2014-05-22T08:00:16.950","08:00:00",3393,4.2999999999999999E-4,{"$f":"D3442*'2.Proyecto'!$E$18","v":2.1499999999999998E-2}]
["2014-05-22T09:00:16.955","09:00:00",3394,5.6100000000000008E-4,{"$f":"D3443*'2.Proyecto'!$E$18","v":2.8050000000000005E-2}]
["2014-05-22T10:00:16.960","10:00:00",3395,6.3500000000000004E-4,{"$f":"D3444*'2.Proyecto'!$E$18","v":3.175E-2}]
["2014-05-22T11:00:16.965","11:00:00",3396,6.6700000000000006E-4,{"$f":"D3445*'2.Proyecto'!$E$18","v":3.3350000000000005E-2}]
["2014-05-22T12:00:16.970","12:00:00",3397,6.4900000000000005E-4,{"$f":"D3446*'2.Proyecto'!$E$18","v":3.245E-2}]
["2014-05-22T13:00:16.975","13:00:00",3398,5.9699999999999998E-4,{"$f":"D3447*'2.Proyecto'!$E$18","v":2.9849999999999998E-2}]
["2014-05-22T14:00:16.980","14:00:00",3399,4.5100000000000001E-4,{"$f":"D3448*'2.Proyecto'!$E$18","v":2.2550000000000001E-2}]
["2014-05-22T15:00:16.985","15:00:00",3400,3.4699999999999998E-4,{"$f":"D3449*'2.Proyecto'!$E$18","v":1.7349999999999997E-2}]
["2014-05-22T16:00:16.990","16:00:00",3401,2.1799999999999999E-4,{"$f":"D3450*'2.Proyecto'!$E$18","v":1.09E-2}]
["2014-05-22T17:00:16.995","17:00:00",3402,8.1000000000000004E-5,{"$f":"D3451*'2.Proyecto'!$E$18","v":4.0499999999999998E-3}]
["2014-05-22T18:00:17","18:00:00",3403,9.9999999999999995E-7,{"$f":"D3452*'2.Proyecto'!$E$18","v":4.9999999999999996E-5}]
["2014-05-22T19:00:17.005","19:00:00",3404,0,{"$f":"D3453*'2.Proyecto'!$E$18","v":0}]
["2014-05-22T20:00:17.010","20:00:00",3405,0,{"$f":"D3454*'2.Proyecto'!$E$18","v":0}]
["2014-05-22T21:00:17.015","21:00:00",3406,0,{"$f":"D3455*'2.Proyecto'!$E$18","v":0}]
["2014-05-22T22:00:17.020","22:00:00",3407,0,{"$f":"D3456*'2.Proyecto'!$E$18","v":0}]
["2014-05-22T23:00:17.025","23:00:00",3408,0,{"$f":"D3457*'2.Proyecto'!$E$18","v":0}]
["2014-05-23T00:00:17.030","00:00:00",3409,0,{"$f":"D3458*'2.Proyecto'!$E$18","v":0}]
["2014-05-23T01:00:17.035","01:00:00",3410,0,{"$f":"D3459*'2.Proyecto'!$E$18","v":0}]
["2014-05-23T02:00:17.040","02:00:00",3411,0,{"$f":"D3460*'2.Proyecto'!$E$18","v":0}]
["2014-05-23T03:00:17.045","03:00:00",3412,0,{"$f":"D3461*'2.Proyecto'!$E$18","v":0}]
["2014-05-23T04:00:17.050","04:00:00",3413,0,{"$f":"D3462*'2.Proyecto'!$E$18","v":0}]
["2014-05-23T05:00:17.055","05:00:00",3414,3.9999999999999998E-6,{"$f":"D3463*'2.Proyecto'!$E$18","v":1.9999999999999998E-4}]
["2014-05-23T06:00:17.060","06:00:00",3415,1.0899999999999999E-4,{"$f":"D3464*'2.Proyecto'!$E$18","v":5.45E-3}]
["2014-05-23T07:00:17.065","07:00:00",3416,2.8000000000000003E-4,{"$f":"D3465*'2.Proyecto'!$E$18","v":1.4000000000000002E-2}]
["2014-05-23T08:00:17.070","08:00:00",3417,4.3800000000000002E-4,{"$f":"D3466*'2.Proyecto'!$E$18","v":2.1900000000000003E-2}]
["2014-05-23T09:00:17.075","09:00:00",3418,5.6000000000000006E-4,{"$f":"D3467*'2.Proyecto'!$E$18","v":2.8000000000000004E-2}]
["2014-05-23T10:00:17.080","10:00:00",3419,6.4000000000000005E-4,{"$f":"D3468*'2.Proyecto'!$E$18","v":3.2000000000000001E-2}]
["2014-05-23T11:00:17.085","11:00:00",3420,6.7600000000000006E-4,{"$f":"D3469*'2.Proyecto'!$E$18","v":3.3800000000000004E-2}]
["2014-05-23T12:00:17.090","12:00:00",3421,6.7400000000000001E-4,{"$f":"D3470*'2.Proyecto'!$E$18","v":3.3700000000000001E-2}]
["2014-05-23T13:00:17.095","13:00:00",3422,6.3100000000000005E-4,{"$f":"D3471*'2.Proyecto'!$E$18","v":3.1550000000000002E-2}]
["2014-05-23T14:00:17.100","14:00:00",3423,5.4800000000000009E-4,{"$f":"D3472*'2.Proyecto'!$E$18","v":2.7400000000000004E-2}]
["2014-05-23T15:00:17.105","15:00:00",3424,4.2200000000000001E-4,{"$f":"D3473*'2.Proyecto'!$E$18","v":2.1100000000000001E-2}]
["2014-05-23T16:00:17.110","16:00:00",3425,2.6200000000000003E-4,{"$f":"D3474*'2.Proyecto'!$E$18","v":1.3100000000000001E-2}]
["2014-05-23T17:00:17.115","17:00:00",3426,9.5000000000000005E-5,{"$f":"D3475*'2.Proyecto'!$E$18","v":4.7499999999999999E-3}]
["2014-05-23T18:00:17.120","18:00:00",3427,3.0000000000000001E-6,{"$f":"D3476*'2.Proyecto'!$E$18","v":1.5000000000000001E-4}]
["2014-05-23T19:00:17.125","19:00:00",3428,0,{"$f":"D3477*'2.Proyecto'!$E$18","v":0}]
["2014-05-23T20:00:17.130","20:00:00",3429,0,{"$f":"D3478*'2.Proyecto'!$E$18","v":0}]
["2014-05-23T21:00:17.135","21:00:00",3430,0,{"$f":"D3479*'2.Proyecto'!$E$18","v":0}]
["2014-05-23T22:00:17.140","22:00:00",3431,0,{"$f":"D3480*'2.Proyecto'!$E$18","v":0}]
["2014-05-23T23:00:17.145","23:00:00",3432,0,{"$f":"D3481*'2.Proyecto'!$E$18","v":0}]
["2014-05-24T00:00:17.150","00:00:00",3433,0,{"$f":"D3482*'2.Proyecto'!$E$18","v":0}]
["2014-05-24T01:00:17.155","01:00:00",3434,0,{"$f":"D3483*'2.Proyecto'!$E$18","v":0}]
["2014-05-24T02:00:17.160","02:00:00",3435,0,{"$f":"D3484*'2.Proyecto'!$E$18","v":0}]
["2014-05-24T03:00:17.165","03:00:00",3436,0,{"$f":"D3485*'2.Proyecto'!$E$18","v":0}]
["2014-05-24T04:00:17.170","04:00:00",3437,0,{"$f":"D3486*'2.Proyecto'!$E$18","v":0}]
["2014-05-24T05:00:17.175","05:00:00",3438,3.9999999999999998E-6,{"$f":"D3487*'2.Proyecto'!$E$18","v":1.9999999999999998E-4}]
["2014-05-24T06:00:17.180","06:00:00",3439,1.1300000000000001E-4,{"$f":"D3488*'2.Proyecto'!$E$18","v":5.6500000000000005E-3}]
["2014-05-24T07:00:17.185","07:00:00",3440,2.9E-4,{"$f":"D3489*'2.Proyecto'!$E$18","v":1.4500000000000001E-2}]
["2014-05-24T08:00:17.190","08:00:00",3441,4.5100000000000001E-4,{"$f":"D3490*'2.Proyecto'!$E$18","v":2.2550000000000001E-2}]
["2014-05-24T09:00:17.195","09:00:00",3442,5.71E-4,{"$f":"D3491*'2.Proyecto'!$E$18","v":2.8549999999999999E-2}]
["2014-05-24T10:00:17.200","10:00:00",3443,6.4800000000000003E-4,{"$f":"D3492*'2.Proyecto'!$E$18","v":3.2399999999999998E-2}]
["2014-05-24T11:00:17.205","11:00:00",3444,6.8300000000000001E-4,{"$f":"D3493*'2.Proyecto'!$E$18","v":3.415E-2}]
["2014-05-24T12:00:17.210","12:00:00",3445,6.7700000000000008E-4,{"$f":"D3494*'2.Proyecto'!$E$18","v":3.3850000000000005E-2}]
["2014-05-24T13:00:17.215","13:00:00",3446,6.3199999999999997E-4,{"$f":"D3495*'2.Proyecto'!$E$18","v":3.1599999999999996E-2}]
["2014-05-24T14:00:17.220","14:00:00",3447,5.3499999999999999E-4,{"$f":"D3496*'2.Proyecto'!$E$18","v":2.6749999999999999E-2}]
["2014-05-24T15:00:17.225","15:00:00",3448,4.0500000000000003E-4,{"$f":"D3497*'2.Proyecto'!$E$18","v":2.0250000000000001E-2}]
["2014-05-24T16:00:17.230","16:00:00",3449,2.3000000000000001E-4,{"$f":"D3498*'2.Proyecto'!$E$18","v":1.15E-2}]
["2014-05-24T17:00:17.235","17:00:00",3450,8.7999999999999998E-5,{"$f":"D3499*'2.Proyecto'!$E$18","v":4.4000000000000003E-3}]
["2014-05-24T18:00:17.240","18:00:00",3451,1.9999999999999999E-6,{"$f":"D3500*'2.Proyecto'!$E$18","v":9.9999999999999991E-5}]
["2014-05-24T19:00:17.245","19:00:00",3452,0,{"$f":"D3501*'2.Proyecto'!$E$18","v":0}]
["2014-05-24T20:00:17.250","20:00:00",3453,0,{"$f":"D3502*'2.Proyecto'!$E$18","v":0}]
["2014-05-24T21:00:17.255","21:00:00",3454,0,{"$f":"D3503*'2.Proyecto'!$E$18","v":0}]
["2014-05-24T22:00:17.260","22:00:00",3455,0,{"$f":"D3504*'2.Proyecto'!$E$18","v":0}]
["2014-05-24T23:00:17.265","23:00:00",3456,0,{"$f":"D3505*'2.Proyecto'!$E$18","v":0}]
["2014-05-25T00:00:17.270","00:00:00",3457,0,{"$f":"D3506*'2.Proyecto'!$E$18","v":0}]
["2014-05-25T01:00:17.275","01:00:00",3458,0,{"$f":"D3507*'2.Proyecto'!$E$18","v":0}]
["2014-05-25T02:00:17.280","02:00:00",3459,0,{"$f":"D3508*'2.Proyecto'!$E$18","v":0}]
["2014-05-25T03:00:17.285","03:00:00",3460,0,{"$f":"D3509*'2.Proyecto'!$E$18","v":0}]
["2014-05-25T04:00:17.290","04:00:00",3461,0,{"$f":"D3510*'2.Proyecto'!$E$18","v":0}]
["2014-05-25T05:00:17.295","05:00:00",3462,3.9999999999999998E-6,{"$f":"D3511*'2.Proyecto'!$E$18","v":1.9999999999999998E-4}]
["2014-05-25T06:00:17.300","06:00:00",3463,1.0899999999999999E-4,{"$f":"D3512*'2.Proyecto'!$E$18","v":5.45E-3}]
["2014-05-25T07:00:17.305","07:00:00",3464,2.8100000000000005E-4,{"$f":"D3513*'2.Proyecto'!$E$18","v":1.4050000000000003E-2}]
["2014-05-25T08:00:17.310","08:00:00",3465,4.4000000000000002E-4,{"$f":"D3514*'2.Proyecto'!$E$18","v":2.2000000000000002E-2}]
["2014-05-25T09:00:17.315","09:00:00",3466,5.5800000000000001E-4,{"$f":"D3515*'2.Proyecto'!$E$18","v":2.7900000000000001E-2}]
["2014-05-25T10:00:17.320","10:00:00",3467,6.3600000000000006E-4,{"$f":"D3516*'2.Proyecto'!$E$18","v":3.1800000000000002E-2}]
["2014-05-25T11:00:17.325","11:00:00",3468,6.7200000000000007E-4,{"$f":"D3517*'2.Proyecto'!$E$18","v":3.3600000000000005E-2}]
["2014-05-25T12:00:17.330","12:00:00",3469,6.6300000000000007E-4,{"$f":"D3518*'2.Proyecto'!$E$18","v":3.3150000000000006E-2}]
["2014-05-25T13:00:17.335","13:00:00",3470,6.1799999999999995E-4,{"$f":"D3519*'2.Proyecto'!$E$18","v":3.0899999999999997E-2}]
["2014-05-25T14:00:17.340","14:00:00",3471,5.3300000000000005E-4,{"$f":"D3520*'2.Proyecto'!$E$18","v":2.6650000000000004E-2}]
["2014-05-25T15:00:17.345","15:00:00",3472,3.9100000000000002E-4,{"$f":"D3521*'2.Proyecto'!$E$18","v":1.9550000000000001E-2}]
["2014-05-25T16:00:17.350","16:00:00",3473,2.3400000000000002E-4,{"$f":"D3522*'2.Proyecto'!$E$18","v":1.17E-2}]
["2014-05-25T17:00:17.355","17:00:00",3474,7.7999999999999999E-5,{"$f":"D3523*'2.Proyecto'!$E$18","v":3.8999999999999998E-3}]
["2014-05-25T18:00:17.360","18:00:00",3475,1.9999999999999999E-6,{"$f":"D3524*'2.Proyecto'!$E$18","v":9.9999999999999991E-5}]
["2014-05-25T19:00:17.365","19:00:00",3476,0,{"$f":"D3525*'2.Proyecto'!$E$18","v":0}]
["2014-05-25T20:00:17.370","20:00:00",3477,0,{"$f":"D3526*'2.Proyecto'!$E$18","v":0}]
["2014-05-25T21:00:17.375","21:00:00",3478,0,{"$f":"D3527*'2.Proyecto'!$E$18","v":0}]
["2014-05-25T22:00:17.380","22:00:00",3479,0,{"$f":"D3528*'2.Proyecto'!$E$18","v":0}]
["2014-05-25T23:00:17.385","23:00:00",3480,0,{"$f":"D3529*'2.Proyecto'!$E$18","v":0}]
["2014-05-26T00:00:17.390","00:00:00",3481,0,{"$f":"D3530*'2.Proyecto'!$E$18","v":0}]
["2014-05-26T01:00:17.395","01:00:00",3482,0,{"$f":"D3531*'2.Proyecto'!$E$18","v":0}]
["2014-05-26T02:00:17.400","02:00:00",3483,0,{"$f":"D3532*'2.Proyecto'!$E$18","v":0}]
["2014-05-26T03:00:17.405","03:00:00",3484,0,{"$f":"D3533*'2.Proyecto'!$E$18","v":0}]
["2014-05-26T04:00:17.410","04:00:00",3485,0,{"$f":"D3534*'2.Proyecto'!$E$18","v":0}]
["2014-05-26T05:00:17.415","05:00:00",3486,3.9999999999999998E-6,{"$f":"D3535*'2.Proyecto'!$E$18","v":1.9999999999999998E-4}]
["2014-05-26T06:00:17.420","06:00:00",3487,1.08E-4,{"$f":"D3536*'2.Proyecto'!$E$18","v":5.3999999999999994E-3}]
["2014-05-26T07:00:17.425","07:00:00",3488,2.72E-4,{"$f":"D3537*'2.Proyecto'!$E$18","v":1.3599999999999999E-2}]
["2014-05-26T08:00:17.430","08:00:00",3489,4.2699999999999997E-4,{"$f":"D3538*'2.Proyecto'!$E$18","v":2.1349999999999997E-2}]
["2014-05-26T09:00:17.435","09:00:00",3490,5.4600000000000004E-4,{"$f":"D3539*'2.Proyecto'!$E$18","v":2.7300000000000001E-2}]
["2014-05-26T10:00:17.440","10:00:00",3491,6.2500000000000001E-4,{"$f":"D3540*'2.Proyecto'!$E$18","v":3.125E-2}]
["2014-05-26T11:00:17.445","11:00:00",3492,6.6399999999999999E-4,{"$f":"D3541*'2.Proyecto'!$E$18","v":3.32E-2}]
["2014-05-26T12:00:17.450","12:00:00",3493,6.6100000000000002E-4,{"$f":"D3542*'2.Proyecto'!$E$18","v":3.3050000000000003E-2}]
["2014-05-26T13:00:17.455","13:00:00",3494,6.1499999999999999E-4,{"$f":"D3543*'2.Proyecto'!$E$18","v":3.075E-2}]
["2014-05-26T14:00:17.460","14:00:00",3495,5.1800000000000001E-4,{"$f":"D3544*'2.Proyecto'!$E$18","v":2.5899999999999999E-2}]
["2014-05-26T15:00:17.465","15:00:00",3496,3.2400000000000001E-4,{"$f":"D3545*'2.Proyecto'!$E$18","v":1.6199999999999999E-2}]
["2014-05-26T16:00:17.470","16:00:00",3497,2.23E-4,{"$f":"D3546*'2.Proyecto'!$E$18","v":1.115E-2}]
["2014-05-26T17:00:17.475","17:00:00",3498,7.6000000000000004E-5,{"$f":"D3547*'2.Proyecto'!$E$18","v":3.8000000000000004E-3}]
["2014-05-26T18:00:17.480","18:00:00",3499,1.9999999999999999E-6,{"$f":"D3548*'2.Proyecto'!$E$18","v":9.9999999999999991E-5}]
["2014-05-26T19:00:17.485","19:00:00",3500,0,{"$f":"D3549*'2.Proyecto'!$E$18","v":0}]
["2014-05-26T20:00:17.490","20:00:00",3501,0,{"$f":"D3550*'2.Proyecto'!$E$18","v":0}]
["2014-05-26T21:00:17.495","21:00:00",3502,0,{"$f":"D3551*'2.Proyecto'!$E$18","v":0}]
["2014-05-26T22:00:17.500","22:00:00",3503,0,{"$f":"D3552*'2.Proyecto'!$E$18","v":0}]
["2014-05-26T23:00:17.505","23:00:00",3504,0,{"$f":"D3553*'2.Proyecto'!$E$18","v":0}]
["2014-05-27T00:00:17.510","00:00:00",3505,0,{"$f":"D3554*'2.Proyecto'!$E$18","v":0}]
["2014-05-27T01:00:17.515","01:00:00",3506,0,{"$f":"D3555*'2.Proyecto'!$E$18","v":0}]
["2014-05-27T02:00:17.520","02:00:00",3507,0,{"$f":"D3556*'2.Proyecto'!$E$18","v":0}]
["2014-05-27T03:00:17.525","03:00:00",3508,0,{"$f":"D3557*'2.Proyecto'!$E$18","v":0}]
["2014-05-27T04:00:17.530","04:00:00",3509,0,{"$f":"D3558*'2.Proyecto'!$E$18","v":0}]
["2014-05-27T05:00:17.535","05:00:00",3510,3.0000000000000001E-6,{"$f":"D3559*'2.Proyecto'!$E$18","v":1.5000000000000001E-4}]
["2014-05-27T06:00:17.540","06:00:00",3511,8.2999999999999998E-5,{"$f":"D3560*'2.Proyecto'!$E$18","v":4.15E-3}]
["2014-05-27T07:00:17.545","07:00:00",3512,2.2499999999999999E-4,{"$f":"D3561*'2.Proyecto'!$E$18","v":1.125E-2}]
["2014-05-27T08:00:17.550","08:00:00",3513,3.7599999999999998E-4,{"$f":"D3562*'2.Proyecto'!$E$18","v":1.8799999999999997E-2}]
["2014-05-27T09:00:17.555","09:00:00",3514,4.9100000000000001E-4,{"$f":"D3563*'2.Proyecto'!$E$18","v":2.4549999999999999E-2}]
["2014-05-27T10:00:17.560","10:00:00",3515,5.4900000000000001E-4,{"$f":"D3564*'2.Proyecto'!$E$18","v":2.7450000000000002E-2}]
["2014-05-27T11:00:17.565","11:00:00",3516,5.7599999999999991E-4,{"$f":"D3565*'2.Proyecto'!$E$18","v":2.8799999999999996E-2}]
["2014-05-27T12:00:17.570","12:00:00",3517,5.6299999999999992E-4,{"$f":"D3566*'2.Proyecto'!$E$18","v":2.8149999999999994E-2}]
["2014-05-27T13:00:17.575","13:00:00",3518,5.1400000000000003E-4,{"$f":"D3567*'2.Proyecto'!$E$18","v":2.5700000000000001E-2}]
["2014-05-27T14:00:17.580","14:00:00",3519,4.5300000000000001E-4,{"$f":"D3568*'2.Proyecto'!$E$18","v":2.265E-2}]
["2014-05-27T15:00:17.585","15:00:00",3520,3.3600000000000004E-4,{"$f":"D3569*'2.Proyecto'!$E$18","v":1.6800000000000002E-2}]
["2014-05-27T16:00:17.590","16:00:00",3521,1.95E-4,{"$f":"D3570*'2.Proyecto'!$E$18","v":9.75E-3}]
["2014-05-27T17:00:17.595","17:00:00",3522,6.5000000000000008E-5,{"$f":"D3571*'2.Proyecto'!$E$18","v":3.2500000000000003E-3}]
["2014-05-27T18:00:17.600","18:00:00",3523,9.9999999999999995E-7,{"$f":"D3572*'2.Proyecto'!$E$18","v":4.9999999999999996E-5}]
["2014-05-27T19:00:17.605","19:00:00",3524,0,{"$f":"D3573*'2.Proyecto'!$E$18","v":0}]
["2014-05-27T20:00:17.610","20:00:00",3525,0,{"$f":"D3574*'2.Proyecto'!$E$18","v":0}]
["2014-05-27T21:00:17.615","21:00:00",3526,0,{"$f":"D3575*'2.Proyecto'!$E$18","v":0}]
["2014-05-27T22:00:17.620","22:00:00",3527,0,{"$f":"D3576*'2.Proyecto'!$E$18","v":0}]
["2014-05-27T23:00:17.625","23:00:00",3528,0,{"$f":"D3577*'2.Proyecto'!$E$18","v":0}]
["2014-05-28T00:00:17.630","00:00:00",3529,0,{"$f":"D3578*'2.Proyecto'!$E$18","v":0}]
["2014-05-28T01:00:17.635","01:00:00",3530,0,{"$f":"D3579*'2.Proyecto'!$E$18","v":0}]
["2014-05-28T02:00:17.640","02:00:00",3531,0,{"$f":"D3580*'2.Proyecto'!$E$18","v":0}]
["2014-05-28T03:00:17.645","03:00:00",3532,0,{"$f":"D3581*'2.Proyecto'!$E$18","v":0}]
["2014-05-28T04:00:17.650","04:00:00",3533,0,{"$f":"D3582*'2.Proyecto'!$E$18","v":0}]
["2014-05-28T05:00:17.655","05:00:00",3534,3.9999999999999998E-6,{"$f":"D3583*'2.Proyecto'!$E$18","v":1.9999999999999998E-4}]
["2014-05-28T06:00:17.660","06:00:00",3535,1E-4,{"$f":"D3584*'2.Proyecto'!$E$18","v":5.0000000000000001E-3}]
["2014-05-28T07:00:17.665","07:00:00",3536,2.5099999999999998E-4,{"$f":"D3585*'2.Proyecto'!$E$18","v":1.2549999999999999E-2}]
["2014-05-28T08:00:17.670","08:00:00",3537,3.9100000000000002E-4,{"$f":"D3586*'2.Proyecto'!$E$18","v":1.9550000000000001E-2}]
["2014-05-28T09:00:17.675","09:00:00",3538,5.0699999999999996E-4,{"$f":"D3587*'2.Proyecto'!$E$18","v":2.5349999999999998E-2}]
["2014-05-28T10:00:17.680","10:00:00",3539,5.7499999999999999E-4,{"$f":"D3588*'2.Proyecto'!$E$18","v":2.8749999999999998E-2}]
["2014-05-28T11:00:17.685","11:00:00",3540,5.9899999999999992E-4,{"$f":"D3589*'2.Proyecto'!$E$18","v":2.9949999999999997E-2}]
["2014-05-28T12:00:17.690","12:00:00",3541,5.8999999999999992E-4,{"$f":"D3590*'2.Proyecto'!$E$18","v":2.9499999999999995E-2}]
["2014-05-28T13:00:17.695","13:00:00",3542,5.5900000000000004E-4,{"$f":"D3591*'2.Proyecto'!$E$18","v":2.7950000000000003E-2}]
["2014-05-28T14:00:17.700","14:00:00",3543,5.0000000000000001E-4,{"$f":"D3592*'2.Proyecto'!$E$18","v":2.5000000000000001E-2}]
["2014-05-28T15:00:17.705","15:00:00",3544,3.7399999999999998E-4,{"$f":"D3593*'2.Proyecto'!$E$18","v":1.8699999999999998E-2}]
["2014-05-28T16:00:17.710","16:00:00",3545,1.7799999999999999E-4,{"$f":"D3594*'2.Proyecto'!$E$18","v":8.8999999999999999E-3}]
["2014-05-28T17:00:17.715","17:00:00",3546,5.3000000000000001E-5,{"$f":"D3595*'2.Proyecto'!$E$18","v":2.65E-3}]
["2014-05-28T18:00:17.720","18:00:00",3547,1.9999999999999999E-6,{"$f":"D3596*'2.Proyecto'!$E$18","v":9.9999999999999991E-5}]
["2014-05-28T19:00:17.725","19:00:00",3548,0,{"$f":"D3597*'2.Proyecto'!$E$18","v":0}]
["2014-05-28T20:00:17.730","20:00:00",3549,0,{"$f":"D3598*'2.Proyecto'!$E$18","v":0}]
["2014-05-28T21:00:17.735","21:00:00",3550,0,{"$f":"D3599*'2.Proyecto'!$E$18","v":0}]
["2014-05-28T22:00:17.740","22:00:00",3551,0,{"$f":"D3600*'2.Proyecto'!$E$18","v":0}]
["2014-05-28T23:00:17.745","23:00:00",3552,0,{"$f":"D3601*'2.Proyecto'!$E$18","v":0}]
["2014-05-29T00:00:17.750","00:00:00",3553,0,{"$f":"D3602*'2.Proyecto'!$E$18","v":0}]
["2014-05-29T01:00:17.755","01:00:00",3554,0,{"$f":"D3603*'2.Proyecto'!$E$18","v":0}]
["2014-05-29T02:00:17.760","02:00:00",3555,0,{"$f":"D3604*'2.Proyecto'!$E$18","v":0}]
["2014-05-29T03:00:17.765","03:00:00",3556,0,{"$f":"D3605*'2.Proyecto'!$E$18","v":0}]
["2014-05-29T04:00:17.770","04:00:00",3557,0,{"$f":"D3606*'2.Proyecto'!$E$18","v":0}]
["2014-05-29T05:00:17.775","05:00:00",3558,3.0000000000000001E-6,{"$f":"D3607*'2.Proyecto'!$E$18","v":1.5000000000000001E-4}]
["2014-05-29T06:00:17.780","06:00:00",3559,6.2000000000000003E-5,{"$f":"D3608*'2.Proyecto'!$E$18","v":3.1000000000000003E-3}]
["2014-05-29T07:00:17.785","07:00:00",3560,1.76E-4,{"$f":"D3609*'2.Proyecto'!$E$18","v":8.8000000000000005E-3}]
["2014-05-29T08:00:17.790","08:00:00",3561,3.19E-4,{"$f":"D3610*'2.Proyecto'!$E$18","v":1.5949999999999999E-2}]
["2014-05-29T09:00:17.795","09:00:00",3562,4.5400000000000003E-4,{"$f":"D3611*'2.Proyecto'!$E$18","v":2.2700000000000001E-2}]
["2014-05-29T10:00:17.800","10:00:00",3563,5.3300000000000005E-4,{"$f":"D3612*'2.Proyecto'!$E$18","v":2.6650000000000004E-2}]
["2014-05-29T11:00:17.805","11:00:00",3564,5.5200000000000008E-4,{"$f":"D3613*'2.Proyecto'!$E$18","v":2.7600000000000003E-2}]
["2014-05-29T12:00:17.810","12:00:00",3565,4.5100000000000001E-4,{"$f":"D3614*'2.Proyecto'!$E$18","v":2.2550000000000001E-2}]
["2014-05-29T13:00:17.815","13:00:00",3566,3.4100000000000005E-4,{"$f":"D3615*'2.Proyecto'!$E$18","v":1.7050000000000003E-2}]
["2014-05-29T14:00:17.820","14:00:00",3567,2.7600000000000004E-4,{"$f":"D3616*'2.Proyecto'!$E$18","v":1.3800000000000002E-2}]
["2014-05-29T15:00:17.825","15:00:00",3568,2.43E-4,{"$f":"D3617*'2.Proyecto'!$E$18","v":1.2149999999999999E-2}]
["2014-05-29T16:00:17.830","16:00:00",3569,2.1100000000000001E-4,{"$f":"D3618*'2.Proyecto'!$E$18","v":1.055E-2}]
["2014-05-29T17:00:17.835","17:00:00",3570,7.6000000000000004E-5,{"$f":"D3619*'2.Proyecto'!$E$18","v":3.8000000000000004E-3}]
["2014-05-29T18:00:17.840","18:00:00",3571,3.0000000000000001E-6,{"$f":"D3620*'2.Proyecto'!$E$18","v":1.5000000000000001E-4}]
["2014-05-29T19:00:17.845","19:00:00",3572,0,{"$f":"D3621*'2.Proyecto'!$E$18","v":0}]
["2014-05-29T20:00:17.850","20:00:00",3573,0,{"$f":"D3622*'2.Proyecto'!$E$18","v":0}]
["2014-05-29T21:00:17.855","21:00:00",3574,0,{"$f":"D3623*'2.Proyecto'!$E$18","v":0}]
["2014-05-29T22:00:17.860","22:00:00",3575,0,{"$f":"D3624*'2.Proyecto'!$E$18","v":0}]
["2014-05-29T23:00:17.865","23:00:00",3576,0,{"$f":"D3625*'2.Proyecto'!$E$18","v":0}]
["2014-05-30T00:00:17.870","00:00:00",3577,0,{"$f":"D3626*'2.Proyecto'!$E$18","v":0}]
["2014-05-30T01:00:17.875","01:00:00",3578,0,{"$f":"D3627*'2.Proyecto'!$E$18","v":0}]
["2014-05-30T02:00:17.880","02:00:00",3579,0,{"$f":"D3628*'2.Proyecto'!$E$18","v":0}]
["2014-05-30T03:00:17.885","03:00:00",3580,0,{"$f":"D3629*'2.Proyecto'!$E$18","v":0}]
["2014-05-30T04:00:17.890","04:00:00",3581,0,{"$f":"D3630*'2.Proyecto'!$E$18","v":0}]
["2014-05-30T05:00:17.895","05:00:00",3582,3.0000000000000001E-6,{"$f":"D3631*'2.Proyecto'!$E$18","v":1.5000000000000001E-4}]
["2014-05-30T06:00:17.900","06:00:00",3583,7.4999999999999993E-5,{"$f":"D3632*'2.Proyecto'!$E$18","v":3.7499999999999999E-3}]
["2014-05-30T07:00:17.905","07:00:00",3584,1.9100000000000001E-4,{"$f":"D3633*'2.Proyecto'!$E$18","v":9.5500000000000012E-3}]
["2014-05-30T08:00:17.910","08:00:00",3585,3.2299999999999999E-4,{"$f":"D3634*'2.Proyecto'!$E$18","v":1.6150000000000001E-2}]
["2014-05-30T09:00:17.915","09:00:00",3586,4.4900000000000002E-4,{"$f":"D3635*'2.Proyecto'!$E$18","v":2.2450000000000001E-2}]
["2014-05-30T10:00:17.920","10:00:00",3587,5.2900000000000006E-4,{"$f":"D3636*'2.Proyecto'!$E$18","v":2.6450000000000005E-2}]
["2014-05-30T11:00:17.925","11:00:00",3588,5.6899999999999995E-4,{"$f":"D3637*'2.Proyecto'!$E$18","v":2.8449999999999996E-2}]
["2014-05-30T12:00:17.930","12:00:00",3589,5.5000000000000003E-4,{"$f":"D3638*'2.Proyecto'!$E$18","v":2.75E-2}]
["2014-05-30T13:00:17.935","13:00:00",3590,4.9799999999999996E-4,{"$f":"D3639*'2.Proyecto'!$E$18","v":2.4899999999999999E-2}]
["2014-05-30T14:00:17.940","14:00:00",3591,3.9200000000000004E-4,{"$f":"D3640*'2.Proyecto'!$E$18","v":1.9600000000000003E-2}]
["2014-05-30T15:00:17.945","15:00:00",3592,2.2700000000000002E-4,{"$f":"D3641*'2.Proyecto'!$E$18","v":1.1350000000000001E-2}]
["2014-05-30T16:00:17.950","16:00:00",3593,1.25E-4,{"$f":"D3642*'2.Proyecto'!$E$18","v":6.2500000000000003E-3}]
["2014-05-30T17:00:17.955","17:00:00",3594,4.0000000000000003E-5,{"$f":"D3643*'2.Proyecto'!$E$18","v":2E-3}]
["2014-05-30T18:00:17.960","18:00:00",3595,0,{"$f":"D3644*'2.Proyecto'!$E$18","v":0}]
["2014-05-30T19:00:17.965","19:00:00",3596,0,{"$f":"D3645*'2.Proyecto'!$E$18","v":0}]
["2014-05-30T20:00:17.970","20:00:00",3597,0,{"$f":"D3646*'2.Proyecto'!$E$18","v":0}]
["2014-05-30T21:00:17.975","21:00:00",3598,0,{"$f":"D3647*'2.Proyecto'!$E$18","v":0}]
["2014-05-30T22:00:17.980","22:00:00",3599,0,{"$f":"D3648*'2.Proyecto'!$E$18","v":0}]
["2014-05-30T23:00:17.985","23:00:00",3600,0,{"$f":"D3649*'2.Proyecto'!$E$18","v":0}]
["2014-05-31T00:00:17.990","00:00:00",3601,0,{"$f":"D3650*'2.Proyecto'!$E$18","v":0}]
["2014-05-31T01:00:17.995","01:00:00",3602,0,{"$f":"D3651*'2.Proyecto'!$E$18","v":0}]
["2014-05-31T02:00:18","02:00:00",3603,0,{"$f":"D3652*'2.Proyecto'!$E$18","v":0}]
["2014-05-31T03:00:18.005","03:00:00",3604,0,{"$f":"D3653*'2.Proyecto'!$E$18","v":0}]
["2014-05-31T04:00:18.010","04:00:00",3605,0,{"$f":"D3654*'2.Proyecto'!$E$18","v":0}]
["2014-05-31T05:00:18.015","05:00:00",3606,0,{"$f":"D3655*'2.Proyecto'!$E$18","v":0}]
["2014-05-31T06:00:18.020","06:00:00",3607,3.3000000000000003E-5,{"$f":"D3656*'2.Proyecto'!$E$18","v":1.6500000000000002E-3}]
["2014-05-31T07:00:18.025","07:00:00",3608,9.3999999999999994E-5,{"$f":"D3657*'2.Proyecto'!$E$18","v":4.6999999999999993E-3}]
["2014-05-31T08:00:18.030","08:00:00",3609,1.6900000000000002E-4,{"$f":"D3658*'2.Proyecto'!$E$18","v":8.4500000000000009E-3}]
["2014-05-31T09:00:18.035","09:00:00",3610,2.5099999999999998E-4,{"$f":"D3659*'2.Proyecto'!$E$18","v":1.2549999999999999E-2}]
["2014-05-31T10:00:18.040","10:00:00",3611,3.4100000000000005E-4,{"$f":"D3660*'2.Proyecto'!$E$18","v":1.7050000000000003E-2}]
["2014-05-31T11:00:18.045","11:00:00",3612,4.2200000000000001E-4,{"$f":"D3661*'2.Proyecto'!$E$18","v":2.1100000000000001E-2}]
["2014-05-31T12:00:18.050","12:00:00",3613,4.4900000000000002E-4,{"$f":"D3662*'2.Proyecto'!$E$18","v":2.2450000000000001E-2}]
["2014-05-31T13:00:18.055","13:00:00",3614,3.9400000000000004E-4,{"$f":"D3663*'2.Proyecto'!$E$18","v":1.9700000000000002E-2}]
["2014-05-31T14:00:18.060","14:00:00",3615,3.1E-4,{"$f":"D3664*'2.Proyecto'!$E$18","v":1.55E-2}]
["2014-05-31T15:00:18.065","15:00:00",3616,2.3999999999999998E-4,{"$f":"D3665*'2.Proyecto'!$E$18","v":1.1999999999999999E-2}]
["2014-05-31T16:00:18.070","16:00:00",3617,1.66E-4,{"$f":"D3666*'2.Proyecto'!$E$18","v":8.3000000000000001E-3}]
["2014-05-31T17:00:18.075","17:00:00",3618,6.5000000000000008E-5,{"$f":"D3667*'2.Proyecto'!$E$18","v":3.2500000000000003E-3}]
["2014-05-31T18:00:18.080","18:00:00",3619,9.9999999999999995E-7,{"$f":"D3668*'2.Proyecto'!$E$18","v":4.9999999999999996E-5}]
["2014-05-31T19:00:18.085","19:00:00",3620,0,{"$f":"D3669*'2.Proyecto'!$E$18","v":0}]
["2014-05-31T20:00:18.090","20:00:00",3621,0,{"$f":"D3670*'2.Proyecto'!$E$18","v":0}]
["2014-05-31T21:00:18.095","21:00:00",3622,0,{"$f":"D3671*'2.Proyecto'!$E$18","v":0}]
["2014-05-31T22:00:18.100","22:00:00",3623,0,{"$f":"D3672*'2.Proyecto'!$E$18","v":0}]
["2014-05-31T23:00:18.105","23:00:00",3624,0,{"$f":"D3673*'2.Proyecto'!$E$18","v":0}]
["2014-06-01T00:00:18.110","00:00:00",3625,0,{"$f":"D3674*'2.Proyecto'!$E$18","v":0}]
["2014-06-01T01:00:18.115","01:00:00",3626,0,{"$f":"D3675*'2.Proyecto'!$E$18","v":0}]
["2014-06-01T02:00:18.120","02:00:00",3627,0,{"$f":"D3676*'2.Proyecto'!$E$18","v":0}]
["2014-06-01T03:00:18.125","03:00:00",3628,0,{"$f":"D3677*'2.Proyecto'!$E$18","v":0}]
["2014-06-01T04:00:18.130","04:00:00",3629,0,{"$f":"D3678*'2.Proyecto'!$E$18","v":0}]
["2014-06-01T05:00:18.135","05:00:00",3630,9.9999999999999995E-7,{"$f":"D3679*'2.Proyecto'!$E$18","v":4.9999999999999996E-5}]
["2014-06-01T06:00:18.140","06:00:00",3631,4.6E-5,{"$f":"D3680*'2.Proyecto'!$E$18","v":2.3E-3}]
["2014-06-01T07:00:18.145","07:00:00",3632,1.08E-4,{"$f":"D3681*'2.Proyecto'!$E$18","v":5.3999999999999994E-3}]
["2014-06-01T08:00:18.150","08:00:00",3633,1.6200000000000001E-4,{"$f":"D3682*'2.Proyecto'!$E$18","v":8.0999999999999996E-3}]
["2014-06-01T09:00:18.155","09:00:00",3634,2.1100000000000001E-4,{"$f":"D3683*'2.Proyecto'!$E$18","v":1.055E-2}]
["2014-06-01T10:00:18.160","10:00:00",3635,2.3599999999999999E-4,{"$f":"D3684*'2.Proyecto'!$E$18","v":1.18E-2}]
["2014-06-01T11:00:18.165","11:00:00",3636,2.7400000000000005E-4,{"$f":"D3685*'2.Proyecto'!$E$18","v":1.3700000000000002E-2}]
["2014-06-01T12:00:18.170","12:00:00",3637,3.3100000000000002E-4,{"$f":"D3686*'2.Proyecto'!$E$18","v":1.6550000000000002E-2}]
["2014-06-01T13:00:18.175","13:00:00",3638,3.4100000000000005E-4,{"$f":"D3687*'2.Proyecto'!$E$18","v":1.7050000000000003E-2}]
["2014-06-01T14:00:18.180","14:00:00",3639,2.43E-4,{"$f":"D3688*'2.Proyecto'!$E$18","v":1.2149999999999999E-2}]
["2014-06-01T15:00:18.185","15:00:00",3640,1.64E-4,{"$f":"D3689*'2.Proyecto'!$E$18","v":8.2000000000000007E-3}]
["2014-06-01T16:00:18.190","16:00:00",3641,9.2E-5,{"$f":"D3690*'2.Proyecto'!$E$18","v":4.5999999999999999E-3}]
["2014-06-01T17:00:18.195","17:00:00",3642,2.9E-5,{"$f":"D3691*'2.Proyecto'!$E$18","v":1.4499999999999999E-3}]
["2014-06-01T18:00:18.200","18:00:00",3643,0,{"$f":"D3692*'2.Proyecto'!$E$18","v":0}]
["2014-06-01T19:00:18.205","19:00:00",3644,0,{"$f":"D3693*'2.Proyecto'!$E$18","v":0}]
["2014-06-01T20:00:18.210","20:00:00",3645,0,{"$f":"D3694*'2.Proyecto'!$E$18","v":0}]
["2014-06-01T21:00:18.215","21:00:00",3646,0,{"$f":"D3695*'2.Proyecto'!$E$18","v":0}]
["2014-06-01T22:00:18.220","22:00:00",3647,0,{"$f":"D3696*'2.Proyecto'!$E$18","v":0}]
["2014-06-01T23:00:18.225","23:00:00",3648,0,{"$f":"D3697*'2.Proyecto'!$E$18","v":0}]
["2014-06-02T00:00:18.230","00:00:00",3649,0,{"$f":"D3698*'2.Proyecto'!$E$18","v":0}]
["2014-06-02T01:00:18.235","01:00:00",3650,0,{"$f":"D3699*'2.Proyecto'!$E$18","v":0}]
["2014-06-02T02:00:18.240","02:00:00",3651,0,{"$f":"D3700*'2.Proyecto'!$E$18","v":0}]
["2014-06-02T03:00:18.245","03:00:00",3652,0,{"$f":"D3701*'2.Proyecto'!$E$18","v":0}]
["2014-06-02T04:00:18.250","04:00:00",3653,0,{"$f":"D3702*'2.Proyecto'!$E$18","v":0}]
["2014-06-02T05:00:18.255","05:00:00",3654,9.9999999999999995E-7,{"$f":"D3703*'2.Proyecto'!$E$18","v":4.9999999999999996E-5}]
["2014-06-02T06:00:18.260","06:00:00",3655,3.8999999999999999E-5,{"$f":"D3704*'2.Proyecto'!$E$18","v":1.9499999999999999E-3}]
["2014-06-02T07:00:18.265","07:00:00",3656,9.6000000000000002E-5,{"$f":"D3705*'2.Proyecto'!$E$18","v":4.8000000000000004E-3}]
["2014-06-02T08:00:18.270","08:00:00",3657,1.5699999999999999E-4,{"$f":"D3706*'2.Proyecto'!$E$18","v":7.8499999999999993E-3}]
["2014-06-02T09:00:18.275","09:00:00",3658,2.03E-4,{"$f":"D3707*'2.Proyecto'!$E$18","v":1.0149999999999999E-2}]
["2014-06-02T10:00:18.280","10:00:00",3659,2.23E-4,{"$f":"D3708*'2.Proyecto'!$E$18","v":1.115E-2}]
["2014-06-02T11:00:18.285","11:00:00",3660,2.1900000000000001E-4,{"$f":"D3709*'2.Proyecto'!$E$18","v":1.0950000000000001E-2}]
["2014-06-02T12:00:18.290","12:00:00",3661,1.84E-4,{"$f":"D3710*'2.Proyecto'!$E$18","v":9.1999999999999998E-3}]
["2014-06-02T13:00:18.295","13:00:00",3662,1.6800000000000002E-4,{"$f":"D3711*'2.Proyecto'!$E$18","v":8.4000000000000012E-3}]
["2014-06-02T14:00:18.300","14:00:00",3663,1.45E-4,{"$f":"D3712*'2.Proyecto'!$E$18","v":7.2500000000000004E-3}]
["2014-06-02T15:00:18.305","15:00:00",3664,1E-4,{"$f":"D3713*'2.Proyecto'!$E$18","v":5.0000000000000001E-3}]
["2014-06-02T16:00:18.310","16:00:00",3665,5.8E-5,{"$f":"D3714*'2.Proyecto'!$E$18","v":2.8999999999999998E-3}]
["2014-06-02T17:00:18.315","17:00:00",3666,2.0000000000000002E-5,{"$f":"D3715*'2.Proyecto'!$E$18","v":1E-3}]
["2014-06-02T18:00:18.320","18:00:00",3667,0,{"$f":"D3716*'2.Proyecto'!$E$18","v":0}]
["2014-06-02T19:00:18.325","19:00:00",3668,0,{"$f":"D3717*'2.Proyecto'!$E$18","v":0}]
["2014-06-02T20:00:18.330","20:00:00",3669,0,{"$f":"D3718*'2.Proyecto'!$E$18","v":0}]
["2014-06-02T21:00:18.335","21:00:00",3670,0,{"$f":"D3719*'2.Proyecto'!$E$18","v":0}]
["2014-06-02T22:00:18.340","22:00:00",3671,0,{"$f":"D3720*'2.Proyecto'!$E$18","v":0}]
["2014-06-02T23:00:18.345","23:00:00",3672,0,{"$f":"D3721*'2.Proyecto'!$E$18","v":0}]
["2014-06-03T00:00:18.350","00:00:00",3673,0,{"$f":"D3722*'2.Proyecto'!$E$18","v":0}]
["2014-06-03T01:00:18.355","01:00:00",3674,0,{"$f":"D3723*'2.Proyecto'!$E$18","v":0}]
["2014-06-03T02:00:18.360","02:00:00",3675,0,{"$f":"D3724*'2.Proyecto'!$E$18","v":0}]
["2014-06-03T03:00:18.365","03:00:00",3676,0,{"$f":"D3725*'2.Proyecto'!$E$18","v":0}]
["2014-06-03T04:00:18.370","04:00:00",3677,0,{"$f":"D3726*'2.Proyecto'!$E$18","v":0}]
["2014-06-03T05:00:18.375","05:00:00",3678,9.9999999999999995E-7,{"$f":"D3727*'2.Proyecto'!$E$18","v":4.9999999999999996E-5}]
["2014-06-03T06:00:18.380","06:00:00",3679,4.2000000000000004E-5,{"$f":"D3728*'2.Proyecto'!$E$18","v":2.1000000000000003E-3}]
["2014-06-03T07:00:18.385","07:00:00",3680,1.1899999999999999E-4,{"$f":"D3729*'2.Proyecto'!$E$18","v":5.9499999999999996E-3}]
["2014-06-03T08:00:18.390","08:00:00",3681,2.0100000000000001E-4,{"$f":"D3730*'2.Proyecto'!$E$18","v":1.005E-2}]
["2014-06-03T09:00:18.395","09:00:00",3682,2.3799999999999998E-4,{"$f":"D3731*'2.Proyecto'!$E$18","v":1.1899999999999999E-2}]
["2014-06-03T10:00:18.400","10:00:00",3683,2.5599999999999999E-4,{"$f":"D3732*'2.Proyecto'!$E$18","v":1.2799999999999999E-2}]
["2014-06-03T11:00:18.405","11:00:00",3684,2.7700000000000001E-4,{"$f":"D3733*'2.Proyecto'!$E$18","v":1.3850000000000001E-2}]
["2014-06-03T12:00:18.410","12:00:00",3685,2.6900000000000003E-4,{"$f":"D3734*'2.Proyecto'!$E$18","v":1.3450000000000002E-2}]
["2014-06-03T13:00:18.415","13:00:00",3686,2.1699999999999999E-4,{"$f":"D3735*'2.Proyecto'!$E$18","v":1.085E-2}]
["2014-06-03T14:00:18.420","14:00:00",3687,1.75E-4,{"$f":"D3736*'2.Proyecto'!$E$18","v":8.7499999999999991E-3}]
["2014-06-03T15:00:18.425","15:00:00",3688,1.2899999999999999E-4,{"$f":"D3737*'2.Proyecto'!$E$18","v":6.4499999999999991E-3}]
["2014-06-03T16:00:18.430","16:00:00",3689,7.4999999999999993E-5,{"$f":"D3738*'2.Proyecto'!$E$18","v":3.7499999999999999E-3}]
["2014-06-03T17:00:18.435","17:00:00",3690,2.5999999999999998E-5,{"$f":"D3739*'2.Proyecto'!$E$18","v":1.2999999999999999E-3}]
["2014-06-03T18:00:18.440","18:00:00",3691,0,{"$f":"D3740*'2.Proyecto'!$E$18","v":0}]
["2014-06-03T19:00:18.445","19:00:00",3692,0,{"$f":"D3741*'2.Proyecto'!$E$18","v":0}]
["2014-06-03T20:00:18.450","20:00:00",3693,0,{"$f":"D3742*'2.Proyecto'!$E$18","v":0}]
["2014-06-03T21:00:18.455","21:00:00",3694,0,{"$f":"D3743*'2.Proyecto'!$E$18","v":0}]
["2014-06-03T22:00:18.460","22:00:00",3695,0,{"$f":"D3744*'2.Proyecto'!$E$18","v":0}]
["2014-06-03T23:00:18.465","23:00:00",3696,0,{"$f":"D3745*'2.Proyecto'!$E$18","v":0}]
["2014-06-04T00:00:18.470","00:00:00",3697,0,{"$f":"D3746*'2.Proyecto'!$E$18","v":0}]
["2014-06-04T01:00:18.475","01:00:00",3698,0,{"$f":"D3747*'2.Proyecto'!$E$18","v":0}]
["2014-06-04T02:00:18.480","02:00:00",3699,0,{"$f":"D3748*'2.Proyecto'!$E$18","v":0}]
["2014-06-04T03:00:18.485","03:00:00",3700,0,{"$f":"D3749*'2.Proyecto'!$E$18","v":0}]
["2014-06-04T04:00:18.490","04:00:00",3701,0,{"$f":"D3750*'2.Proyecto'!$E$18","v":0}]
["2014-06-04T05:00:18.495","05:00:00",3702,9.9999999999999995E-7,{"$f":"D3751*'2.Proyecto'!$E$18","v":4.9999999999999996E-5}]
["2014-06-04T06:00:18.500","06:00:00",3703,4.2999999999999995E-5,{"$f":"D3752*'2.Proyecto'!$E$18","v":2.1499999999999996E-3}]
["2014-06-04T07:00:18.505","07:00:00",3704,1.22E-4,{"$f":"D3753*'2.Proyecto'!$E$18","v":6.0999999999999995E-3}]
["2014-06-04T08:00:18.510","08:00:00",3705,2.0899999999999998E-4,{"$f":"D3754*'2.Proyecto'!$E$18","v":1.0449999999999999E-2}]
["2014-06-04T09:00:18.515","09:00:00",3706,2.6700000000000004E-4,{"$f":"D3755*'2.Proyecto'!$E$18","v":1.3350000000000002E-2}]
["2014-06-04T10:00:18.520","10:00:00",3707,2.6800000000000001E-4,{"$f":"D3756*'2.Proyecto'!$E$18","v":1.34E-2}]
["2014-06-04T11:00:18.525","11:00:00",3708,2.5900000000000001E-4,{"$f":"D3757*'2.Proyecto'!$E$18","v":1.295E-2}]
["2014-06-04T12:00:18.530","12:00:00",3709,2.5500000000000002E-4,{"$f":"D3758*'2.Proyecto'!$E$18","v":1.2750000000000001E-2}]
["2014-06-04T13:00:18.535","13:00:00",3710,2.7300000000000002E-4,{"$f":"D3759*'2.Proyecto'!$E$18","v":1.3650000000000001E-2}]
["2014-06-04T14:00:18.540","14:00:00",3711,2.8599999999999996E-4,{"$f":"D3760*'2.Proyecto'!$E$18","v":1.4299999999999998E-2}]
["2014-06-04T15:00:18.545","15:00:00",3712,2.4399999999999999E-4,{"$f":"D3761*'2.Proyecto'!$E$18","v":1.2199999999999999E-2}]
["2014-06-04T16:00:18.550","16:00:00",3713,1.47E-4,{"$f":"D3762*'2.Proyecto'!$E$18","v":7.3499999999999998E-3}]
["2014-06-04T17:00:18.555","17:00:00",3714,5.7000000000000003E-5,{"$f":"D3763*'2.Proyecto'!$E$18","v":2.8500000000000001E-3}]
["2014-06-04T18:00:18.560","18:00:00",3715,1.9999999999999999E-6,{"$f":"D3764*'2.Proyecto'!$E$18","v":9.9999999999999991E-5}]
["2014-06-04T19:00:18.565","19:00:00",3716,0,{"$f":"D3765*'2.Proyecto'!$E$18","v":0}]
["2014-06-04T20:00:18.570","20:00:00",3717,0,{"$f":"D3766*'2.Proyecto'!$E$18","v":0}]
["2014-06-04T21:00:18.575","21:00:00",3718,0,{"$f":"D3767*'2.Proyecto'!$E$18","v":0}]
["2014-06-04T22:00:18.580","22:00:00",3719,0,{"$f":"D3768*'2.Proyecto'!$E$18","v":0}]
["2014-06-04T23:00:18.585","23:00:00",3720,0,{"$f":"D3769*'2.Proyecto'!$E$18","v":0}]
["2014-06-05T00:00:18.590","00:00:00",3721,0,{"$f":"D3770*'2.Proyecto'!$E$18","v":0}]
["2014-06-05T01:00:18.595","01:00:00",3722,0,{"$f":"D3771*'2.Proyecto'!$E$18","v":0}]
["2014-06-05T02:00:18.600","02:00:00",3723,0,{"$f":"D3772*'2.Proyecto'!$E$18","v":0}]
["2014-06-05T03:00:18.605","03:00:00",3724,0,{"$f":"D3773*'2.Proyecto'!$E$18","v":0}]
["2014-06-05T04:00:18.610","04:00:00",3725,0,{"$f":"D3774*'2.Proyecto'!$E$18","v":0}]
["2014-06-05T05:00:18.615","05:00:00",3726,3.0000000000000001E-6,{"$f":"D3775*'2.Proyecto'!$E$18","v":1.5000000000000001E-4}]
["2014-06-05T06:00:18.620","06:00:00",3727,7.3999999999999996E-5,{"$f":"D3776*'2.Proyecto'!$E$18","v":3.6999999999999997E-3}]
["2014-06-05T07:00:18.625","07:00:00",3728,1.9900000000000001E-4,{"$f":"D3777*'2.Proyecto'!$E$18","v":9.9500000000000005E-3}]
["2014-06-05T08:00:18.630","08:00:00",3729,3.1500000000000001E-4,{"$f":"D3778*'2.Proyecto'!$E$18","v":1.575E-2}]
["2014-06-05T09:00:18.635","09:00:00",3730,3.9500000000000001E-4,{"$f":"D3779*'2.Proyecto'!$E$18","v":1.975E-2}]
["2014-06-05T10:00:18.640","10:00:00",3731,4.1799999999999997E-4,{"$f":"D3780*'2.Proyecto'!$E$18","v":2.0899999999999998E-2}]
["2014-06-05T11:00:18.645","11:00:00",3732,4.3199999999999998E-4,{"$f":"D3781*'2.Proyecto'!$E$18","v":2.1599999999999998E-2}]
["2014-06-05T12:00:18.650","12:00:00",3733,4.0400000000000001E-4,{"$f":"D3782*'2.Proyecto'!$E$18","v":2.0199999999999999E-2}]
["2014-06-05T13:00:18.655","13:00:00",3734,3.4399999999999996E-4,{"$f":"D3783*'2.Proyecto'!$E$18","v":1.7199999999999997E-2}]
["2014-06-05T14:00:18.660","14:00:00",3735,2.31E-4,{"$f":"D3784*'2.Proyecto'!$E$18","v":1.155E-2}]
["2014-06-05T15:00:18.665","15:00:00",3736,1.5099999999999998E-4,{"$f":"D3785*'2.Proyecto'!$E$18","v":7.5499999999999994E-3}]
["2014-06-05T16:00:18.670","16:00:00",3737,8.5000000000000006E-5,{"$f":"D3786*'2.Proyecto'!$E$18","v":4.2500000000000003E-3}]
["2014-06-05T17:00:18.675","17:00:00",3738,2.9E-5,{"$f":"D3787*'2.Proyecto'!$E$18","v":1.4499999999999999E-3}]
["2014-06-05T18:00:18.680","18:00:00",3739,0,{"$f":"D3788*'2.Proyecto'!$E$18","v":0}]
["2014-06-05T19:00:18.685","19:00:00",3740,0,{"$f":"D3789*'2.Proyecto'!$E$18","v":0}]
["2014-06-05T20:00:18.690","20:00:00",3741,0,{"$f":"D3790*'2.Proyecto'!$E$18","v":0}]
["2014-06-05T21:00:18.695","21:00:00",3742,0,{"$f":"D3791*'2.Proyecto'!$E$18","v":0}]
["2014-06-05T22:00:18.700","22:00:00",3743,0,{"$f":"D3792*'2.Proyecto'!$E$18","v":0}]
["2014-06-05T23:00:18.705","23:00:00",3744,0,{"$f":"D3793*'2.Proyecto'!$E$18","v":0}]
["2014-06-06T00:00:18.710","00:00:00",3745,0,{"$f":"D3794*'2.Proyecto'!$E$18","v":0}]
["2014-06-06T01:00:18.715","01:00:00",3746,0,{"$f":"D3795*'2.Proyecto'!$E$18","v":0}]
["2014-06-06T02:00:18.720","02:00:00",3747,0,{"$f":"D3796*'2.Proyecto'!$E$18","v":0}]
["2014-06-06T03:00:18.725","03:00:00",3748,0,{"$f":"D3797*'2.Proyecto'!$E$18","v":0}]
["2014-06-06T04:00:18.730","04:00:00",3749,0,{"$f":"D3798*'2.Proyecto'!$E$18","v":0}]
["2014-06-06T05:00:18.735","05:00:00",3750,9.9999999999999995E-7,{"$f":"D3799*'2.Proyecto'!$E$18","v":4.9999999999999996E-5}]
["2014-06-06T06:00:18.740","06:00:00",3751,3.3000000000000003E-5,{"$f":"D3800*'2.Proyecto'!$E$18","v":1.6500000000000002E-3}]
["2014-06-06T07:00:18.745","07:00:00",3752,9.6000000000000002E-5,{"$f":"D3801*'2.Proyecto'!$E$18","v":4.8000000000000004E-3}]
["2014-06-06T08:00:18.750","08:00:00",3753,1.6900000000000002E-4,{"$f":"D3802*'2.Proyecto'!$E$18","v":8.4500000000000009E-3}]
["2014-06-06T09:00:18.755","09:00:00",3754,2.6900000000000003E-4,{"$f":"D3803*'2.Proyecto'!$E$18","v":1.3450000000000002E-2}]
["2014-06-06T10:00:18.760","10:00:00",3755,3.4599999999999995E-4,{"$f":"D3804*'2.Proyecto'!$E$18","v":1.7299999999999996E-2}]
["2014-06-06T11:00:18.765","11:00:00",3756,3.6999999999999999E-4,{"$f":"D3805*'2.Proyecto'!$E$18","v":1.8499999999999999E-2}]
["2014-06-06T12:00:18.770","12:00:00",3757,3.5099999999999997E-4,{"$f":"D3806*'2.Proyecto'!$E$18","v":1.755E-2}]
["2014-06-06T13:00:18.775","13:00:00",3758,3.0400000000000002E-4,{"$f":"D3807*'2.Proyecto'!$E$18","v":1.5200000000000002E-2}]
["2014-06-06T14:00:18.780","14:00:00",3759,2.4600000000000002E-4,{"$f":"D3808*'2.Proyecto'!$E$18","v":1.23E-2}]
["2014-06-06T15:00:18.785","15:00:00",3760,1.7000000000000001E-4,{"$f":"D3809*'2.Proyecto'!$E$18","v":8.5000000000000006E-3}]
["2014-06-06T16:00:18.790","16:00:00",3761,9.800000000000001E-5,{"$f":"D3810*'2.Proyecto'!$E$18","v":4.9000000000000007E-3}]
["2014-06-06T17:00:18.795","17:00:00",3762,3.5999999999999994E-5,{"$f":"D3811*'2.Proyecto'!$E$18","v":1.7999999999999997E-3}]
["2014-06-06T18:00:18.800","18:00:00",3763,9.9999999999999995E-7,{"$f":"D3812*'2.Proyecto'!$E$18","v":4.9999999999999996E-5}]
["2014-06-06T19:00:18.805","19:00:00",3764,0,{"$f":"D3813*'2.Proyecto'!$E$18","v":0}]
["2014-06-06T20:00:18.810","20:00:00",3765,0,{"$f":"D3814*'2.Proyecto'!$E$18","v":0}]
["2014-06-06T21:00:18.815","21:00:00",3766,0,{"$f":"D3815*'2.Proyecto'!$E$18","v":0}]
["2014-06-06T22:00:18.820","22:00:00",3767,0,{"$f":"D3816*'2.Proyecto'!$E$18","v":0}]
["2014-06-06T23:00:18.825","23:00:00",3768,0,{"$f":"D3817*'2.Proyecto'!$E$18","v":0}]
["2014-06-07T00:00:18.830","00:00:00",3769,0,{"$f":"D3818*'2.Proyecto'!$E$18","v":0}]
["2014-06-07T01:00:18.835","01:00:00",3770,0,{"$f":"D3819*'2.Proyecto'!$E$18","v":0}]
["2014-06-07T02:00:18.840","02:00:00",3771,0,{"$f":"D3820*'2.Proyecto'!$E$18","v":0}]
["2014-06-07T03:00:18.845","03:00:00",3772,0,{"$f":"D3821*'2.Proyecto'!$E$18","v":0}]
["2014-06-07T04:00:18.850","04:00:00",3773,0,{"$f":"D3822*'2.Proyecto'!$E$18","v":0}]
["2014-06-07T05:00:18.855","05:00:00",3774,5.0000000000000004E-6,{"$f":"D3823*'2.Proyecto'!$E$18","v":2.5000000000000001E-4}]
["2014-06-07T06:00:18.860","06:00:00",3775,9.9000000000000008E-5,{"$f":"D3824*'2.Proyecto'!$E$18","v":4.9500000000000004E-3}]
["2014-06-07T07:00:18.865","07:00:00",3776,2.42E-4,{"$f":"D3825*'2.Proyecto'!$E$18","v":1.21E-2}]
["2014-06-07T08:00:18.870","08:00:00",3777,3.7800000000000003E-4,{"$f":"D3826*'2.Proyecto'!$E$18","v":1.89E-2}]
["2014-06-07T09:00:18.875","09:00:00",3778,4.86E-4,{"$f":"D3827*'2.Proyecto'!$E$18","v":2.4299999999999999E-2}]
["2014-06-07T10:00:18.880","10:00:00",3779,5.669999999999999E-4,{"$f":"D3828*'2.Proyecto'!$E$18","v":2.8349999999999997E-2}]
["2014-06-07T11:00:18.885","11:00:00",3780,6.1299999999999994E-4,{"$f":"D3829*'2.Proyecto'!$E$18","v":3.0649999999999997E-2}]
["2014-06-07T12:00:18.890","12:00:00",3781,6.1499999999999999E-4,{"$f":"D3830*'2.Proyecto'!$E$18","v":3.075E-2}]
["2014-06-07T13:00:18.895","13:00:00",3782,5.8500000000000002E-4,{"$f":"D3831*'2.Proyecto'!$E$18","v":2.9250000000000002E-2}]
["2014-06-07T14:00:18.900","14:00:00",3783,5.0699999999999996E-4,{"$f":"D3832*'2.Proyecto'!$E$18","v":2.5349999999999998E-2}]
["2014-06-07T15:00:18.905","15:00:00",3784,3.8400000000000001E-4,{"$f":"D3833*'2.Proyecto'!$E$18","v":1.9200000000000002E-2}]
["2014-06-07T16:00:18.910","16:00:00",3785,2.4499999999999999E-4,{"$f":"D3834*'2.Proyecto'!$E$18","v":1.225E-2}]
["2014-06-07T17:00:18.915","17:00:00",3786,1E-4,{"$f":"D3835*'2.Proyecto'!$E$18","v":5.0000000000000001E-3}]
["2014-06-07T18:00:18.920","18:00:00",3787,3.9999999999999998E-6,{"$f":"D3836*'2.Proyecto'!$E$18","v":1.9999999999999998E-4}]
["2014-06-07T19:00:18.925","19:00:00",3788,0,{"$f":"D3837*'2.Proyecto'!$E$18","v":0}]
["2014-06-07T20:00:18.930","20:00:00",3789,0,{"$f":"D3838*'2.Proyecto'!$E$18","v":0}]
["2014-06-07T21:00:18.935","21:00:00",3790,0,{"$f":"D3839*'2.Proyecto'!$E$18","v":0}]
["2014-06-07T22:00:18.940","22:00:00",3791,0,{"$f":"D3840*'2.Proyecto'!$E$18","v":0}]
["2014-06-07T23:00:18.945","23:00:00",3792,0,{"$f":"D3841*'2.Proyecto'!$E$18","v":0}]
["2014-06-08T00:00:18.950","00:00:00",3793,0,{"$f":"D3842*'2.Proyecto'!$E$18","v":0}]
["2014-06-08T01:00:18.955","01:00:00",3794,0,{"$f":"D3843*'2.Proyecto'!$E$18","v":0}]
["2014-06-08T02:00:18.960","02:00:00",3795,0,{"$f":"D3844*'2.Proyecto'!$E$18","v":0}]
["2014-06-08T03:00:18.965","03:00:00",3796,0,{"$f":"D3845*'2.Proyecto'!$E$18","v":0}]
["2014-06-08T04:00:18.970","04:00:00",3797,0,{"$f":"D3846*'2.Proyecto'!$E$18","v":0}]
["2014-06-08T05:00:18.975","05:00:00",3798,6.0000000000000002E-6,{"$f":"D3847*'2.Proyecto'!$E$18","v":3.0000000000000003E-4}]
["2014-06-08T06:00:18.980","06:00:00",3799,1.11E-4,{"$f":"D3848*'2.Proyecto'!$E$18","v":5.5500000000000002E-3}]
["2014-06-08T07:00:18.985","07:00:00",3800,2.7300000000000002E-4,{"$f":"D3849*'2.Proyecto'!$E$18","v":1.3650000000000001E-2}]
["2014-06-08T08:00:18.990","08:00:00",3801,4.2299999999999998E-4,{"$f":"D3850*'2.Proyecto'!$E$18","v":2.1149999999999999E-2}]
["2014-06-08T09:00:18.995","09:00:00",3802,5.4000000000000001E-4,{"$f":"D3851*'2.Proyecto'!$E$18","v":2.7E-2}]
["2014-06-08T10:00:19","10:00:00",3803,6.1899999999999998E-4,{"$f":"D3852*'2.Proyecto'!$E$18","v":3.0949999999999998E-2}]
["2014-06-08T11:00:19.005","11:00:00",3804,6.5600000000000001E-4,{"$f":"D3853*'2.Proyecto'!$E$18","v":3.2800000000000003E-2}]
["2014-06-08T12:00:19.010","12:00:00",3805,6.4900000000000005E-4,{"$f":"D3854*'2.Proyecto'!$E$18","v":3.245E-2}]
["2014-06-08T13:00:19.015","13:00:00",3806,5.9899999999999992E-4,{"$f":"D3855*'2.Proyecto'!$E$18","v":2.9949999999999997E-2}]
["2014-06-08T14:00:19.020","14:00:00",3807,5.0500000000000002E-4,{"$f":"D3856*'2.Proyecto'!$E$18","v":2.5250000000000002E-2}]
["2014-06-08T15:00:19.025","15:00:00",3808,3.3600000000000004E-4,{"$f":"D3857*'2.Proyecto'!$E$18","v":1.6800000000000002E-2}]
["2014-06-08T16:00:19.030","16:00:00",3809,2.0899999999999998E-4,{"$f":"D3858*'2.Proyecto'!$E$18","v":1.0449999999999999E-2}]
["2014-06-08T17:00:19.035","17:00:00",3810,8.7000000000000001E-5,{"$f":"D3859*'2.Proyecto'!$E$18","v":4.3499999999999997E-3}]
["2014-06-08T18:00:19.040","18:00:00",3811,3.9999999999999998E-6,{"$f":"D3860*'2.Proyecto'!$E$18","v":1.9999999999999998E-4}]
["2014-06-08T19:00:19.045","19:00:00",3812,0,{"$f":"D3861*'2.Proyecto'!$E$18","v":0}]
["2014-06-08T20:00:19.050","20:00:00",3813,0,{"$f":"D3862*'2.Proyecto'!$E$18","v":0}]
["2014-06-08T21:00:19.055","21:00:00",3814,0,{"$f":"D3863*'2.Proyecto'!$E$18","v":0}]
["2014-06-08T22:00:19.060","22:00:00",3815,0,{"$f":"D3864*'2.Proyecto'!$E$18","v":0}]
["2014-06-08T23:00:19.065","23:00:00",3816,0,{"$f":"D3865*'2.Proyecto'!$E$18","v":0}]
["2014-06-09T00:00:19.070","00:00:00",3817,0,{"$f":"D3866*'2.Proyecto'!$E$18","v":0}]
["2014-06-09T01:00:19.075","01:00:00",3818,0,{"$f":"D3867*'2.Proyecto'!$E$18","v":0}]
["2014-06-09T02:00:19.080","02:00:00",3819,0,{"$f":"D3868*'2.Proyecto'!$E$18","v":0}]
["2014-06-09T03:00:19.085","03:00:00",3820,0,{"$f":"D3869*'2.Proyecto'!$E$18","v":0}]
["2014-06-09T04:00:19.090","04:00:00",3821,0,{"$f":"D3870*'2.Proyecto'!$E$18","v":0}]
["2014-06-09T05:00:19.095","05:00:00",3822,6.0000000000000002E-6,{"$f":"D3871*'2.Proyecto'!$E$18","v":3.0000000000000003E-4}]
["2014-06-09T06:00:19.100","06:00:00",3823,1.11E-4,{"$f":"D3872*'2.Proyecto'!$E$18","v":5.5500000000000002E-3}]
["2014-06-09T07:00:19.105","07:00:00",3824,2.7400000000000005E-4,{"$f":"D3873*'2.Proyecto'!$E$18","v":1.3700000000000002E-2}]
["2014-06-09T08:00:19.110","08:00:00",3825,4.2499999999999998E-4,{"$f":"D3874*'2.Proyecto'!$E$18","v":2.1249999999999998E-2}]
["2014-06-09T09:00:19.115","09:00:00",3826,5.4300000000000008E-4,{"$f":"D3875*'2.Proyecto'!$E$18","v":2.7150000000000004E-2}]
["2014-06-09T10:00:19.120","10:00:00",3827,6.2100000000000002E-4,{"$f":"D3876*'2.Proyecto'!$E$18","v":3.1050000000000001E-2}]
["2014-06-09T11:00:19.125","11:00:00",3828,6.5600000000000001E-4,{"$f":"D3877*'2.Proyecto'!$E$18","v":3.2800000000000003E-2}]
["2014-06-09T12:00:19.130","12:00:00",3829,6.4999999999999997E-4,{"$f":"D3878*'2.Proyecto'!$E$18","v":3.2500000000000001E-2}]
["2014-06-09T13:00:19.135","13:00:00",3830,5.9699999999999998E-4,{"$f":"D3879*'2.Proyecto'!$E$18","v":2.9849999999999998E-2}]
["2014-06-09T14:00:19.140","14:00:00",3831,5.1199999999999998E-4,{"$f":"D3880*'2.Proyecto'!$E$18","v":2.5599999999999998E-2}]
["2014-06-09T15:00:19.145","15:00:00",3832,3.6400000000000001E-4,{"$f":"D3881*'2.Proyecto'!$E$18","v":1.8200000000000001E-2}]
["2014-06-09T16:00:19.150","16:00:00",3833,2.2700000000000002E-4,{"$f":"D3882*'2.Proyecto'!$E$18","v":1.1350000000000001E-2}]
["2014-06-09T17:00:19.155","17:00:00",3834,8.4000000000000009E-5,{"$f":"D3883*'2.Proyecto'!$E$18","v":4.2000000000000006E-3}]
["2014-06-09T18:00:19.160","18:00:00",3835,3.0000000000000001E-6,{"$f":"D3884*'2.Proyecto'!$E$18","v":1.5000000000000001E-4}]
["2014-06-09T19:00:19.165","19:00:00",3836,0,{"$f":"D3885*'2.Proyecto'!$E$18","v":0}]
["2014-06-09T20:00:19.170","20:00:00",3837,0,{"$f":"D3886*'2.Proyecto'!$E$18","v":0}]
["2014-06-09T21:00:19.175","21:00:00",3838,0,{"$f":"D3887*'2.Proyecto'!$E$18","v":0}]
["2014-06-09T22:00:19.180","22:00:00",3839,0,{"$f":"D3888*'2.Proyecto'!$E$18","v":0}]
["2014-06-09T23:00:19.185","23:00:00",3840,0,{"$f":"D3889*'2.Proyecto'!$E$18","v":0}]
["2014-06-10T00:00:19.190","00:00:00",3841,0,{"$f":"D3890*'2.Proyecto'!$E$18","v":0}]
["2014-06-10T01:00:19.195","01:00:00",3842,0,{"$f":"D3891*'2.Proyecto'!$E$18","v":0}]
["2014-06-10T02:00:19.200","02:00:00",3843,0,{"$f":"D3892*'2.Proyecto'!$E$18","v":0}]
["2014-06-10T03:00:19.205","03:00:00",3844,0,{"$f":"D3893*'2.Proyecto'!$E$18","v":0}]
["2014-06-10T04:00:19.210","04:00:00",3845,0,{"$f":"D3894*'2.Proyecto'!$E$18","v":0}]
["2014-06-10T05:00:19.215","05:00:00",3846,6.0000000000000002E-6,{"$f":"D3895*'2.Proyecto'!$E$18","v":3.0000000000000003E-4}]
["2014-06-10T06:00:19.220","06:00:00",3847,1.0899999999999999E-4,{"$f":"D3896*'2.Proyecto'!$E$18","v":5.45E-3}]
["2014-06-10T07:00:19.225","07:00:00",3848,2.5900000000000001E-4,{"$f":"D3897*'2.Proyecto'!$E$18","v":1.295E-2}]
["2014-06-10T08:00:19.230","08:00:00",3849,4.0100000000000004E-4,{"$f":"D3898*'2.Proyecto'!$E$18","v":2.0050000000000002E-2}]
["2014-06-10T09:00:19.235","09:00:00",3850,5.1599999999999997E-4,{"$f":"D3899*'2.Proyecto'!$E$18","v":2.5799999999999997E-2}]
["2014-06-10T10:00:19.240","10:00:00",3851,5.8699999999999996E-4,{"$f":"D3900*'2.Proyecto'!$E$18","v":2.9349999999999998E-2}]
["2014-06-10T11:00:19.245","11:00:00",3852,6.1700000000000004E-4,{"$f":"D3901*'2.Proyecto'!$E$18","v":3.0850000000000002E-2}]
["2014-06-10T12:00:19.250","12:00:00",3853,6.1299999999999994E-4,{"$f":"D3902*'2.Proyecto'!$E$18","v":3.0649999999999997E-2}]
["2014-06-10T13:00:19.255","13:00:00",3854,5.6499999999999996E-4,{"$f":"D3903*'2.Proyecto'!$E$18","v":2.8249999999999997E-2}]
["2014-06-10T14:00:19.260","14:00:00",3855,4.6100000000000004E-4,{"$f":"D3904*'2.Proyecto'!$E$18","v":2.3050000000000001E-2}]
["2014-06-10T15:00:19.265","15:00:00",3856,3.0299999999999999E-4,{"$f":"D3905*'2.Proyecto'!$E$18","v":1.515E-2}]
["2014-06-10T16:00:19.270","16:00:00",3857,1.95E-4,{"$f":"D3906*'2.Proyecto'!$E$18","v":9.75E-3}]
["2014-06-10T17:00:19.275","17:00:00",3858,8.1000000000000004E-5,{"$f":"D3907*'2.Proyecto'!$E$18","v":4.0499999999999998E-3}]
["2014-06-10T18:00:19.280","18:00:00",3859,3.0000000000000001E-6,{"$f":"D3908*'2.Proyecto'!$E$18","v":1.5000000000000001E-4}]
["2014-06-10T19:00:19.285","19:00:00",3860,0,{"$f":"D3909*'2.Proyecto'!$E$18","v":0}]
["2014-06-10T20:00:19.290","20:00:00",3861,0,{"$f":"D3910*'2.Proyecto'!$E$18","v":0}]
["2014-06-10T21:00:19.295","21:00:00",3862,0,{"$f":"D3911*'2.Proyecto'!$E$18","v":0}]
["2014-06-10T22:00:19.300","22:00:00",3863,0,{"$f":"D3912*'2.Proyecto'!$E$18","v":0}]
["2014-06-10T23:00:19.305","23:00:00",3864,0,{"$f":"D3913*'2.Proyecto'!$E$18","v":0}]
["2014-06-11T00:00:19.310","00:00:00",3865,0,{"$f":"D3914*'2.Proyecto'!$E$18","v":0}]
["2014-06-11T01:00:19.315","01:00:00",3866,0,{"$f":"D3915*'2.Proyecto'!$E$18","v":0}]
["2014-06-11T02:00:19.320","02:00:00",3867,0,{"$f":"D3916*'2.Proyecto'!$E$18","v":0}]
["2014-06-11T03:00:19.325","03:00:00",3868,0,{"$f":"D3917*'2.Proyecto'!$E$18","v":0}]
["2014-06-11T04:00:19.330","04:00:00",3869,0,{"$f":"D3918*'2.Proyecto'!$E$18","v":0}]
["2014-06-11T05:00:19.335","05:00:00",3870,5.0000000000000004E-6,{"$f":"D3919*'2.Proyecto'!$E$18","v":2.5000000000000001E-4}]
["2014-06-11T06:00:19.340","06:00:00",3871,1.0499999999999999E-4,{"$f":"D3920*'2.Proyecto'!$E$18","v":5.2499999999999995E-3}]
["2014-06-11T07:00:19.345","07:00:00",3872,2.63E-4,{"$f":"D3921*'2.Proyecto'!$E$18","v":1.315E-2}]
["2014-06-11T08:00:19.350","08:00:00",3873,4.0400000000000001E-4,{"$f":"D3922*'2.Proyecto'!$E$18","v":2.0199999999999999E-2}]
["2014-06-11T09:00:19.355","09:00:00",3874,5.1500000000000005E-4,{"$f":"D3923*'2.Proyecto'!$E$18","v":2.5750000000000002E-2}]
["2014-06-11T10:00:19.360","10:00:00",3875,5.9199999999999997E-4,{"$f":"D3924*'2.Proyecto'!$E$18","v":2.9599999999999998E-2}]
["2014-06-11T11:00:19.365","11:00:00",3876,6.2699999999999995E-4,{"$f":"D3925*'2.Proyecto'!$E$18","v":3.1349999999999996E-2}]
["2014-06-11T12:00:19.370","12:00:00",3877,6.1499999999999999E-4,{"$f":"D3926*'2.Proyecto'!$E$18","v":3.075E-2}]
["2014-06-11T13:00:19.375","13:00:00",3878,5.8199999999999994E-4,{"$f":"D3927*'2.Proyecto'!$E$18","v":2.9099999999999997E-2}]
["2014-06-11T14:00:19.380","14:00:00",3879,4.9600000000000002E-4,{"$f":"D3928*'2.Proyecto'!$E$18","v":2.4800000000000003E-2}]
["2014-06-11T15:00:19.385","15:00:00",3880,3.6499999999999998E-4,{"$f":"D3929*'2.Proyecto'!$E$18","v":1.8249999999999999E-2}]
["2014-06-11T16:00:19.390","16:00:00",3881,2.1499999999999999E-4,{"$f":"D3930*'2.Proyecto'!$E$18","v":1.0749999999999999E-2}]
["2014-06-11T17:00:19.395","17:00:00",3882,8.4000000000000009E-5,{"$f":"D3931*'2.Proyecto'!$E$18","v":4.2000000000000006E-3}]
["2014-06-11T18:00:19.400","18:00:00",3883,3.0000000000000001E-6,{"$f":"D3932*'2.Proyecto'!$E$18","v":1.5000000000000001E-4}]
["2014-06-11T19:00:19.405","19:00:00",3884,0,{"$f":"D3933*'2.Proyecto'!$E$18","v":0}]
["2014-06-11T20:00:19.410","20:00:00",3885,0,{"$f":"D3934*'2.Proyecto'!$E$18","v":0}]
["2014-06-11T21:00:19.415","21:00:00",3886,0,{"$f":"D3935*'2.Proyecto'!$E$18","v":0}]
["2014-06-11T22:00:19.420","22:00:00",3887,0,{"$f":"D3936*'2.Proyecto'!$E$18","v":0}]
["2014-06-11T23:00:19.425","23:00:00",3888,0,{"$f":"D3937*'2.Proyecto'!$E$18","v":0}]
["2014-06-12T00:00:19.430","00:00:00",3889,0,{"$f":"D3938*'2.Proyecto'!$E$18","v":0}]
["2014-06-12T01:00:19.435","01:00:00",3890,0,{"$f":"D3939*'2.Proyecto'!$E$18","v":0}]
["2014-06-12T02:00:19.440","02:00:00",3891,0,{"$f":"D3940*'2.Proyecto'!$E$18","v":0}]
["2014-06-12T03:00:19.445","03:00:00",3892,0,{"$f":"D3941*'2.Proyecto'!$E$18","v":0}]
["2014-06-12T04:00:19.450","04:00:00",3893,0,{"$f":"D3942*'2.Proyecto'!$E$18","v":0}]
["2014-06-12T05:00:19.455","05:00:00",3894,3.9999999999999998E-6,{"$f":"D3943*'2.Proyecto'!$E$18","v":1.9999999999999998E-4}]
["2014-06-12T06:00:19.460","06:00:00",3895,9.1000000000000003E-5,{"$f":"D3944*'2.Proyecto'!$E$18","v":4.5500000000000002E-3}]
["2014-06-12T07:00:19.465","07:00:00",3896,2.3499999999999999E-4,{"$f":"D3945*'2.Proyecto'!$E$18","v":1.175E-2}]
["2014-06-12T08:00:19.470","08:00:00",3897,3.7800000000000003E-4,{"$f":"D3946*'2.Proyecto'!$E$18","v":1.89E-2}]
["2014-06-12T09:00:19.475","09:00:00",3898,5.0299999999999997E-4,{"$f":"D3947*'2.Proyecto'!$E$18","v":2.5149999999999999E-2}]
["2014-06-12T10:00:19.480","10:00:00",3899,6.1200000000000002E-4,{"$f":"D3948*'2.Proyecto'!$E$18","v":3.0600000000000002E-2}]
["2014-06-12T11:00:19.485","11:00:00",3900,6.5300000000000004E-4,{"$f":"D3949*'2.Proyecto'!$E$18","v":3.2650000000000005E-2}]
["2014-06-12T12:00:19.490","12:00:00",3901,6.5099999999999999E-4,{"$f":"D3950*'2.Proyecto'!$E$18","v":3.2550000000000003E-2}]
["2014-06-12T13:00:19.495","13:00:00",3902,6.0599999999999998E-4,{"$f":"D3951*'2.Proyecto'!$E$18","v":3.0300000000000001E-2}]
["2014-06-12T14:00:19.500","14:00:00",3903,5.2400000000000005E-4,{"$f":"D3952*'2.Proyecto'!$E$18","v":2.6200000000000001E-2}]
["2014-06-12T15:00:19.505","15:00:00",3904,3.9800000000000002E-4,{"$f":"D3953*'2.Proyecto'!$E$18","v":1.9900000000000001E-2}]
["2014-06-12T16:00:19.510","16:00:00",3905,2.31E-4,{"$f":"D3954*'2.Proyecto'!$E$18","v":1.155E-2}]
["2014-06-12T17:00:19.515","17:00:00",3906,8.0000000000000007E-5,{"$f":"D3955*'2.Proyecto'!$E$18","v":4.0000000000000001E-3}]
["2014-06-12T18:00:19.520","18:00:00",3907,1.9999999999999999E-6,{"$f":"D3956*'2.Proyecto'!$E$18","v":9.9999999999999991E-5}]
["2014-06-12T19:00:19.525","19:00:00",3908,0,{"$f":"D3957*'2.Proyecto'!$E$18","v":0}]
["2014-06-12T20:00:19.530","20:00:00",3909,0,{"$f":"D3958*'2.Proyecto'!$E$18","v":0}]
["2014-06-12T21:00:19.535","21:00:00",3910,0,{"$f":"D3959*'2.Proyecto'!$E$18","v":0}]
["2014-06-12T22:00:19.540","22:00:00",3911,0,{"$f":"D3960*'2.Proyecto'!$E$18","v":0}]
["2014-06-12T23:00:19.545","23:00:00",3912,0,{"$f":"D3961*'2.Proyecto'!$E$18","v":0}]
["2014-06-13T00:00:19.550","00:00:00",3913,0,{"$f":"D3962*'2.Proyecto'!$E$18","v":0}]
["2014-06-13T01:00:19.555","01:00:00",3914,0,{"$f":"D3963*'2.Proyecto'!$E$18","v":0}]
["2014-06-13T02:00:19.560","02:00:00",3915,0,{"$f":"D3964*'2.Proyecto'!$E$18","v":0}]
["2014-06-13T03:00:19.565","03:00:00",3916,0,{"$f":"D3965*'2.Proyecto'!$E$18","v":0}]
["2014-06-13T04:00:19.570","04:00:00",3917,0,{"$f":"D3966*'2.Proyecto'!$E$18","v":0}]
["2014-06-13T05:00:19.575","05:00:00",3918,6.0000000000000002E-6,{"$f":"D3967*'2.Proyecto'!$E$18","v":3.0000000000000003E-4}]
["2014-06-13T06:00:19.580","06:00:00",3919,1.0499999999999999E-4,{"$f":"D3968*'2.Proyecto'!$E$18","v":5.2499999999999995E-3}]
["2014-06-13T07:00:19.585","07:00:00",3920,2.52E-4,{"$f":"D3969*'2.Proyecto'!$E$18","v":1.26E-2}]
["2014-06-13T08:00:19.590","08:00:00",3921,3.9500000000000001E-4,{"$f":"D3970*'2.Proyecto'!$E$18","v":1.975E-2}]
["2014-06-13T09:00:19.595","09:00:00",3922,5.0799999999999999E-4,{"$f":"D3971*'2.Proyecto'!$E$18","v":2.5399999999999999E-2}]
["2014-06-13T10:00:19.600","10:00:00",3923,5.8199999999999994E-4,{"$f":"D3972*'2.Proyecto'!$E$18","v":2.9099999999999997E-2}]
["2014-06-13T11:00:19.605","11:00:00",3924,6.1899999999999998E-4,{"$f":"D3973*'2.Proyecto'!$E$18","v":3.0949999999999998E-2}]
["2014-06-13T12:00:19.610","12:00:00",3925,6.3100000000000005E-4,{"$f":"D3974*'2.Proyecto'!$E$18","v":3.1550000000000002E-2}]
["2014-06-13T13:00:19.615","13:00:00",3926,5.8799999999999998E-4,{"$f":"D3975*'2.Proyecto'!$E$18","v":2.9399999999999999E-2}]
["2014-06-13T14:00:19.620","14:00:00",3927,5.0299999999999997E-4,{"$f":"D3976*'2.Proyecto'!$E$18","v":2.5149999999999999E-2}]
["2014-06-13T15:00:19.625","15:00:00",3928,3.3100000000000002E-4,{"$f":"D3977*'2.Proyecto'!$E$18","v":1.6550000000000002E-2}]
["2014-06-13T16:00:19.630","16:00:00",3929,2.04E-4,{"$f":"D3978*'2.Proyecto'!$E$18","v":1.0200000000000001E-2}]
["2014-06-13T17:00:19.635","17:00:00",3930,7.4999999999999993E-5,{"$f":"D3979*'2.Proyecto'!$E$18","v":3.7499999999999999E-3}]
["2014-06-13T18:00:19.640","18:00:00",3931,1.9999999999999999E-6,{"$f":"D3980*'2.Proyecto'!$E$18","v":9.9999999999999991E-5}]
["2014-06-13T19:00:19.645","19:00:00",3932,0,{"$f":"D3981*'2.Proyecto'!$E$18","v":0}]
["2014-06-13T20:00:19.650","20:00:00",3933,0,{"$f":"D3982*'2.Proyecto'!$E$18","v":0}]
["2014-06-13T21:00:19.655","21:00:00",3934,0,{"$f":"D3983*'2.Proyecto'!$E$18","v":0}]
["2014-06-13T22:00:19.660","22:00:00",3935,0,{"$f":"D3984*'2.Proyecto'!$E$18","v":0}]
["2014-06-13T23:00:19.665","23:00:00",3936,0,{"$f":"D3985*'2.Proyecto'!$E$18","v":0}]
["2014-06-14T00:00:19.670","00:00:00",3937,0,{"$f":"D3986*'2.Proyecto'!$E$18","v":0}]
["2014-06-14T01:00:19.675","01:00:00",3938,0,{"$f":"D3987*'2.Proyecto'!$E$18","v":0}]
["2014-06-14T02:00:19.680","02:00:00",3939,0,{"$f":"D3988*'2.Proyecto'!$E$18","v":0}]
["2014-06-14T03:00:19.685","03:00:00",3940,0,{"$f":"D3989*'2.Proyecto'!$E$18","v":0}]
["2014-06-14T04:00:19.690","04:00:00",3941,0,{"$f":"D3990*'2.Proyecto'!$E$18","v":0}]
["2014-06-14T05:00:19.695","05:00:00",3942,5.0000000000000004E-6,{"$f":"D3991*'2.Proyecto'!$E$18","v":2.5000000000000001E-4}]
["2014-06-14T06:00:19.700","06:00:00",3943,9.2E-5,{"$f":"D3992*'2.Proyecto'!$E$18","v":4.5999999999999999E-3}]
["2014-06-14T07:00:19.705","07:00:00",3944,2.2600000000000002E-4,{"$f":"D3993*'2.Proyecto'!$E$18","v":1.1300000000000001E-2}]
["2014-06-14T08:00:19.710","08:00:00",3945,3.6099999999999999E-4,{"$f":"D3994*'2.Proyecto'!$E$18","v":1.805E-2}]
["2014-06-14T09:00:19.715","09:00:00",3946,4.6500000000000003E-4,{"$f":"D3995*'2.Proyecto'!$E$18","v":2.325E-2}]
["2014-06-14T10:00:19.720","10:00:00",3947,5.3700000000000004E-4,{"$f":"D3996*'2.Proyecto'!$E$18","v":2.6850000000000002E-2}]
["2014-06-14T11:00:19.725","11:00:00",3948,5.7399999999999997E-4,{"$f":"D3997*'2.Proyecto'!$E$18","v":2.87E-2}]
["2014-06-14T12:00:19.730","12:00:00",3949,5.6399999999999994E-4,{"$f":"D3998*'2.Proyecto'!$E$18","v":2.8199999999999996E-2}]
["2014-06-14T13:00:19.735","13:00:00",3950,5.1599999999999997E-4,{"$f":"D3999*'2.Proyecto'!$E$18","v":2.5799999999999997E-2}]
["2014-06-14T14:00:19.740","14:00:00",3951,4.4500000000000003E-4,{"$f":"D4000*'2.Proyecto'!$E$18","v":2.2250000000000002E-2}]
["2014-06-14T15:00:19.745","15:00:00",3952,3.1500000000000001E-4,{"$f":"D4001*'2.Proyecto'!$E$18","v":1.575E-2}]
["2014-06-14T16:00:19.750","16:00:00",3953,1.93E-4,{"$f":"D4002*'2.Proyecto'!$E$18","v":9.6500000000000006E-3}]
["2014-06-14T17:00:19.755","17:00:00",3954,7.8999999999999996E-5,{"$f":"D4003*'2.Proyecto'!$E$18","v":3.9499999999999995E-3}]
["2014-06-14T18:00:19.760","18:00:00",3955,3.0000000000000001E-6,{"$f":"D4004*'2.Proyecto'!$E$18","v":1.5000000000000001E-4}]
["2014-06-14T19:00:19.765","19:00:00",3956,0,{"$f":"D4005*'2.Proyecto'!$E$18","v":0}]
["2014-06-14T20:00:19.770","20:00:00",3957,0,{"$f":"D4006*'2.Proyecto'!$E$18","v":0}]
["2014-06-14T21:00:19.775","21:00:00",3958,0,{"$f":"D4007*'2.Proyecto'!$E$18","v":0}]
["2014-06-14T22:00:19.780","22:00:00",3959,0,{"$f":"D4008*'2.Proyecto'!$E$18","v":0}]
["2014-06-14T23:00:19.785","23:00:00",3960,0,{"$f":"D4009*'2.Proyecto'!$E$18","v":0}]
["2014-06-15T00:00:19.790","00:00:00",3961,0,{"$f":"D4010*'2.Proyecto'!$E$18","v":0}]
["2014-06-15T01:00:19.795","01:00:00",3962,0,{"$f":"D4011*'2.Proyecto'!$E$18","v":0}]
["2014-06-15T02:00:19.800","02:00:00",3963,0,{"$f":"D4012*'2.Proyecto'!$E$18","v":0}]
["2014-06-15T03:00:19.805","03:00:00",3964,0,{"$f":"D4013*'2.Proyecto'!$E$18","v":0}]
["2014-06-15T04:00:19.810","04:00:00",3965,0,{"$f":"D4014*'2.Proyecto'!$E$18","v":0}]
["2014-06-15T05:00:19.815","05:00:00",3966,6.0000000000000002E-6,{"$f":"D4015*'2.Proyecto'!$E$18","v":3.0000000000000003E-4}]
["2014-06-15T06:00:19.820","06:00:00",3967,1.08E-4,{"$f":"D4016*'2.Proyecto'!$E$18","v":5.3999999999999994E-3}]
["2014-06-15T07:00:19.825","07:00:00",3968,2.6700000000000004E-4,{"$f":"D4017*'2.Proyecto'!$E$18","v":1.3350000000000002E-2}]
["2014-06-15T08:00:19.830","08:00:00",3969,4.17E-4,{"$f":"D4018*'2.Proyecto'!$E$18","v":2.085E-2}]
["2014-06-15T09:00:19.835","09:00:00",3970,5.3600000000000002E-4,{"$f":"D4019*'2.Proyecto'!$E$18","v":2.6800000000000001E-2}]
["2014-06-15T10:00:19.840","10:00:00",3971,6.1700000000000004E-4,{"$f":"D4020*'2.Proyecto'!$E$18","v":3.0850000000000002E-2}]
["2014-06-15T11:00:19.845","11:00:00",3972,6.5300000000000004E-4,{"$f":"D4021*'2.Proyecto'!$E$18","v":3.2650000000000005E-2}]
["2014-06-15T12:00:19.850","12:00:00",3973,6.4500000000000007E-4,{"$f":"D4022*'2.Proyecto'!$E$18","v":3.2250000000000001E-2}]
["2014-06-15T13:00:19.855","13:00:00",3974,5.8999999999999992E-4,{"$f":"D4023*'2.Proyecto'!$E$18","v":2.9499999999999995E-2}]
["2014-06-15T14:00:19.860","14:00:00",3975,5.04E-4,{"$f":"D4024*'2.Proyecto'!$E$18","v":2.52E-2}]
["2014-06-15T15:00:19.865","15:00:00",3976,3.7399999999999998E-4,{"$f":"D4025*'2.Proyecto'!$E$18","v":1.8699999999999998E-2}]
["2014-06-15T16:00:19.870","16:00:00",3977,2.2700000000000002E-4,{"$f":"D4026*'2.Proyecto'!$E$18","v":1.1350000000000001E-2}]
["2014-06-15T17:00:19.875","17:00:00",3978,8.2999999999999998E-5,{"$f":"D4027*'2.Proyecto'!$E$18","v":4.15E-3}]
["2014-06-15T18:00:19.880","18:00:00",3979,3.9999999999999998E-6,{"$f":"D4028*'2.Proyecto'!$E$18","v":1.9999999999999998E-4}]
["2014-06-15T19:00:19.885","19:00:00",3980,0,{"$f":"D4029*'2.Proyecto'!$E$18","v":0}]
["2014-06-15T20:00:19.890","20:00:00",3981,0,{"$f":"D4030*'2.Proyecto'!$E$18","v":0}]
["2014-06-15T21:00:19.895","21:00:00",3982,0,{"$f":"D4031*'2.Proyecto'!$E$18","v":0}]
["2014-06-15T22:00:19.900","22:00:00",3983,0,{"$f":"D4032*'2.Proyecto'!$E$18","v":0}]
["2014-06-15T23:00:19.905","23:00:00",3984,0,{"$f":"D4033*'2.Proyecto'!$E$18","v":0}]
["2014-06-16T00:00:19.910","00:00:00",3985,0,{"$f":"D4034*'2.Proyecto'!$E$18","v":0}]
["2014-06-16T01:00:19.915","01:00:00",3986,0,{"$f":"D4035*'2.Proyecto'!$E$18","v":0}]
["2014-06-16T02:00:19.920","02:00:00",3987,0,{"$f":"D4036*'2.Proyecto'!$E$18","v":0}]
["2014-06-16T03:00:19.925","03:00:00",3988,0,{"$f":"D4037*'2.Proyecto'!$E$18","v":0}]
["2014-06-16T04:00:19.930","04:00:00",3989,0,{"$f":"D4038*'2.Proyecto'!$E$18","v":0}]
["2014-06-16T05:00:19.935","05:00:00",3990,6.0000000000000002E-6,{"$f":"D4039*'2.Proyecto'!$E$18","v":3.0000000000000003E-4}]
["2014-06-16T06:00:19.940","06:00:00",3991,1.11E-4,{"$f":"D4040*'2.Proyecto'!$E$18","v":5.5500000000000002E-3}]
["2014-06-16T07:00:19.945","07:00:00",3992,2.6700000000000004E-4,{"$f":"D4041*'2.Proyecto'!$E$18","v":1.3350000000000002E-2}]
["2014-06-16T08:00:19.950","08:00:00",3993,4.0699999999999997E-4,{"$f":"D4042*'2.Proyecto'!$E$18","v":2.035E-2}]
["2014-06-16T09:00:19.955","09:00:00",3994,5.1699999999999999E-4,{"$f":"D4043*'2.Proyecto'!$E$18","v":2.5849999999999998E-2}]
["2014-06-16T10:00:19.960","10:00:00",3995,5.9699999999999998E-4,{"$f":"D4044*'2.Proyecto'!$E$18","v":2.9849999999999998E-2}]
["2014-06-16T11:00:19.965","11:00:00",3996,6.3400000000000001E-4,{"$f":"D4045*'2.Proyecto'!$E$18","v":3.1699999999999999E-2}]
["2014-06-16T12:00:19.970","12:00:00",3997,6.3100000000000005E-4,{"$f":"D4046*'2.Proyecto'!$E$18","v":3.1550000000000002E-2}]
["2014-06-16T13:00:19.975","13:00:00",3998,5.8999999999999992E-4,{"$f":"D4047*'2.Proyecto'!$E$18","v":2.9499999999999995E-2}]
["2014-06-16T14:00:19.980","14:00:00",3999,5.0100000000000003E-4,{"$f":"D4048*'2.Proyecto'!$E$18","v":2.5050000000000003E-2}]
["2014-06-16T15:00:19.985","15:00:00",4000,3.4699999999999998E-4,{"$f":"D4049*'2.Proyecto'!$E$18","v":1.7349999999999997E-2}]
["2014-06-16T16:00:19.990","16:00:00",4001,1.94E-4,{"$f":"D4050*'2.Proyecto'!$E$18","v":9.7000000000000003E-3}]
["2014-06-16T17:00:19.995","17:00:00",4002,7.2999999999999999E-5,{"$f":"D4051*'2.Proyecto'!$E$18","v":3.65E-3}]
["2014-06-16T18:00:20","18:00:00",4003,3.0000000000000001E-6,{"$f":"D4052*'2.Proyecto'!$E$18","v":1.5000000000000001E-4}]
["2014-06-16T19:00:20.005","19:00:00",4004,0,{"$f":"D4053*'2.Proyecto'!$E$18","v":0}]
["2014-06-16T20:00:20.010","20:00:00",4005,0,{"$f":"D4054*'2.Proyecto'!$E$18","v":0}]
["2014-06-16T21:00:20.015","21:00:00",4006,0,{"$f":"D4055*'2.Proyecto'!$E$18","v":0}]
["2014-06-16T22:00:20.020","22:00:00",4007,0,{"$f":"D4056*'2.Proyecto'!$E$18","v":0}]
["2014-06-16T23:00:20.025","23:00:00",4008,0,{"$f":"D4057*'2.Proyecto'!$E$18","v":0}]
["2014-06-17T00:00:20.030","00:00:00",4009,0,{"$f":"D4058*'2.Proyecto'!$E$18","v":0}]
["2014-06-17T01:00:20.035","01:00:00",4010,0,{"$f":"D4059*'2.Proyecto'!$E$18","v":0}]
["2014-06-17T02:00:20.040","02:00:00",4011,0,{"$f":"D4060*'2.Proyecto'!$E$18","v":0}]
["2014-06-17T03:00:20.045","03:00:00",4012,0,{"$f":"D4061*'2.Proyecto'!$E$18","v":0}]
["2014-06-17T04:00:20.050","04:00:00",4013,0,{"$f":"D4062*'2.Proyecto'!$E$18","v":0}]
["2014-06-17T05:00:20.055","05:00:00",4014,6.0000000000000002E-6,{"$f":"D4063*'2.Proyecto'!$E$18","v":3.0000000000000003E-4}]
["2014-06-17T06:00:20.060","06:00:00",4015,1.06E-4,{"$f":"D4064*'2.Proyecto'!$E$18","v":5.3E-3}]
["2014-06-17T07:00:20.065","07:00:00",4016,2.4899999999999998E-4,{"$f":"D4065*'2.Proyecto'!$E$18","v":1.2449999999999999E-2}]
["2014-06-17T08:00:20.070","08:00:00",4017,3.8400000000000001E-4,{"$f":"D4066*'2.Proyecto'!$E$18","v":1.9200000000000002E-2}]
["2014-06-17T09:00:20.075","09:00:00",4018,4.8899999999999996E-4,{"$f":"D4067*'2.Proyecto'!$E$18","v":2.445E-2}]
["2014-06-17T10:00:20.080","10:00:00",4019,5.6200000000000011E-4,{"$f":"D4068*'2.Proyecto'!$E$18","v":2.8100000000000007E-2}]
["2014-06-17T11:00:20.085","11:00:00",4020,5.9899999999999992E-4,{"$f":"D4069*'2.Proyecto'!$E$18","v":2.9949999999999997E-2}]
["2014-06-17T12:00:20.090","12:00:00",4021,5.9499999999999993E-4,{"$f":"D4070*'2.Proyecto'!$E$18","v":2.9749999999999995E-2}]
["2014-06-17T13:00:20.095","13:00:00",4022,5.5700000000000009E-4,{"$f":"D4071*'2.Proyecto'!$E$18","v":2.7850000000000003E-2}]
["2014-06-17T14:00:20.100","14:00:00",4023,4.8099999999999998E-4,{"$f":"D4072*'2.Proyecto'!$E$18","v":2.4049999999999998E-2}]
["2014-06-17T15:00:20.105","15:00:00",4024,3.6699999999999998E-4,{"$f":"D4073*'2.Proyecto'!$E$18","v":1.8349999999999998E-2}]
["2014-06-17T16:00:20.110","16:00:00",4025,2.22E-4,{"$f":"D4074*'2.Proyecto'!$E$18","v":1.11E-2}]
["2014-06-17T17:00:20.115","17:00:00",4026,8.9999999999999992E-5,{"$f":"D4075*'2.Proyecto'!$E$18","v":4.4999999999999997E-3}]
["2014-06-17T18:00:20.120","18:00:00",4027,3.9999999999999998E-6,{"$f":"D4076*'2.Proyecto'!$E$18","v":1.9999999999999998E-4}]
["2014-06-17T19:00:20.125","19:00:00",4028,0,{"$f":"D4077*'2.Proyecto'!$E$18","v":0}]
["2014-06-17T20:00:20.130","20:00:00",4029,0,{"$f":"D4078*'2.Proyecto'!$E$18","v":0}]
["2014-06-17T21:00:20.135","21:00:00",4030,0,{"$f":"D4079*'2.Proyecto'!$E$18","v":0}]
["2014-06-17T22:00:20.140","22:00:00",4031,0,{"$f":"D4080*'2.Proyecto'!$E$18","v":0}]
["2014-06-17T23:00:20.145","23:00:00",4032,0,{"$f":"D4081*'2.Proyecto'!$E$18","v":0}]
["2014-06-18T00:00:20.150","00:00:00",4033,0,{"$f":"D4082*'2.Proyecto'!$E$18","v":0}]
["2014-06-18T01:00:20.155","01:00:00",4034,0,{"$f":"D4083*'2.Proyecto'!$E$18","v":0}]
["2014-06-18T02:00:20.160","02:00:00",4035,0,{"$f":"D4084*'2.Proyecto'!$E$18","v":0}]
["2014-06-18T03:00:20.165","03:00:00",4036,0,{"$f":"D4085*'2.Proyecto'!$E$18","v":0}]
["2014-06-18T04:00:20.170","04:00:00",4037,0,{"$f":"D4086*'2.Proyecto'!$E$18","v":0}]
["2014-06-18T05:00:20.175","05:00:00",4038,6.0000000000000002E-6,{"$f":"D4087*'2.Proyecto'!$E$18","v":3.0000000000000003E-4}]
["2014-06-18T06:00:20.180","06:00:00",4039,1.11E-4,{"$f":"D4088*'2.Proyecto'!$E$18","v":5.5500000000000002E-3}]
["2014-06-18T07:00:20.185","07:00:00",4040,2.7100000000000003E-4,{"$f":"D4089*'2.Proyecto'!$E$18","v":1.3550000000000001E-2}]
["2014-06-18T08:00:20.190","08:00:00",4041,4.2099999999999999E-4,{"$f":"D4090*'2.Proyecto'!$E$18","v":2.1049999999999999E-2}]
["2014-06-18T09:00:20.195","09:00:00",4042,5.3499999999999999E-4,{"$f":"D4091*'2.Proyecto'!$E$18","v":2.6749999999999999E-2}]
["2014-06-18T10:00:20.200","10:00:00",4043,6.0999999999999997E-4,{"$f":"D4092*'2.Proyecto'!$E$18","v":3.0499999999999999E-2}]
["2014-06-18T11:00:20.205","11:00:00",4044,6.4000000000000005E-4,{"$f":"D4093*'2.Proyecto'!$E$18","v":3.2000000000000001E-2}]
["2014-06-18T12:00:20.210","12:00:00",4045,6.3199999999999997E-4,{"$f":"D4094*'2.Proyecto'!$E$18","v":3.1599999999999996E-2}]
["2014-06-18T13:00:20.215","13:00:00",4046,5.8199999999999994E-4,{"$f":"D4095*'2.Proyecto'!$E$18","v":2.9099999999999997E-2}]
["2014-06-18T14:00:20.220","14:00:00",4047,4.95E-4,{"$f":"D4096*'2.Proyecto'!$E$18","v":2.4750000000000001E-2}]
["2014-06-18T15:00:20.225","15:00:00",4048,3.3E-4,{"$f":"D4097*'2.Proyecto'!$E$18","v":1.6500000000000001E-2}]
["2014-06-18T16:00:20.230","16:00:00",4049,2.0899999999999998E-4,{"$f":"D4098*'2.Proyecto'!$E$18","v":1.0449999999999999E-2}]
["2014-06-18T17:00:20.235","17:00:00",4050,8.2000000000000001E-5,{"$f":"D4099*'2.Proyecto'!$E$18","v":4.1000000000000003E-3}]
["2014-06-18T18:00:20.240","18:00:00",4051,3.0000000000000001E-6,{"$f":"D4100*'2.Proyecto'!$E$18","v":1.5000000000000001E-4}]
["2014-06-18T19:00:20.245","19:00:00",4052,0,{"$f":"D4101*'2.Proyecto'!$E$18","v":0}]
["2014-06-18T20:00:20.250","20:00:00",4053,0,{"$f":"D4102*'2.Proyecto'!$E$18","v":0}]
["2014-06-18T21:00:20.255","21:00:00",4054,0,{"$f":"D4103*'2.Proyecto'!$E$18","v":0}]
["2014-06-18T22:00:20.260","22:00:00",4055,0,{"$f":"D4104*'2.Proyecto'!$E$18","v":0}]
["2014-06-18T23:00:20.265","23:00:00",4056,0,{"$f":"D4105*'2.Proyecto'!$E$18","v":0}]
["2014-06-19T00:00:20.270","00:00:00",4057,0,{"$f":"D4106*'2.Proyecto'!$E$18","v":0}]
["2014-06-19T01:00:20.275","01:00:00",4058,0,{"$f":"D4107*'2.Proyecto'!$E$18","v":0}]
["2014-06-19T02:00:20.280","02:00:00",4059,0,{"$f":"D4108*'2.Proyecto'!$E$18","v":0}]
["2014-06-19T03:00:20.285","03:00:00",4060,0,{"$f":"D4109*'2.Proyecto'!$E$18","v":0}]
["2014-06-19T04:00:20.290","04:00:00",4061,0,{"$f":"D4110*'2.Proyecto'!$E$18","v":0}]
["2014-06-19T05:00:20.295","05:00:00",4062,5.0000000000000004E-6,{"$f":"D4111*'2.Proyecto'!$E$18","v":2.5000000000000001E-4}]
["2014-06-19T06:00:20.300","06:00:00",4063,1.01E-4,{"$f":"D4112*'2.Proyecto'!$E$18","v":5.0499999999999998E-3}]
["2014-06-19T07:00:20.305","07:00:00",4064,2.5000000000000001E-4,{"$f":"D4113*'2.Proyecto'!$E$18","v":1.2500000000000001E-2}]
["2014-06-19T08:00:20.310","08:00:00",4065,3.9500000000000001E-4,{"$f":"D4114*'2.Proyecto'!$E$18","v":1.975E-2}]
["2014-06-19T09:00:20.315","09:00:00",4066,5.1500000000000005E-4,{"$f":"D4115*'2.Proyecto'!$E$18","v":2.5750000000000002E-2}]
["2014-06-19T10:00:20.320","10:00:00",4067,5.9499999999999993E-4,{"$f":"D4116*'2.Proyecto'!$E$18","v":2.9749999999999995E-2}]
["2014-06-19T11:00:20.325","11:00:00",4068,6.3000000000000003E-4,{"$f":"D4117*'2.Proyecto'!$E$18","v":3.15E-2}]
["2014-06-19T12:00:20.330","12:00:00",4069,6.3100000000000005E-4,{"$f":"D4118*'2.Proyecto'!$E$18","v":3.1550000000000002E-2}]
["2014-06-19T13:00:20.335","13:00:00",4070,5.8999999999999992E-4,{"$f":"D4119*'2.Proyecto'!$E$18","v":2.9499999999999995E-2}]
["2014-06-19T14:00:20.340","14:00:00",4071,5.1000000000000004E-4,{"$f":"D4120*'2.Proyecto'!$E$18","v":2.5500000000000002E-2}]
["2014-06-19T15:00:20.345","15:00:00",4072,3.86E-4,{"$f":"D4121*'2.Proyecto'!$E$18","v":1.9300000000000001E-2}]
["2014-06-19T16:00:20.350","16:00:00",4073,2.4499999999999999E-4,{"$f":"D4122*'2.Proyecto'!$E$18","v":1.225E-2}]
["2014-06-19T17:00:20.355","17:00:00",4074,9.9000000000000008E-5,{"$f":"D4123*'2.Proyecto'!$E$18","v":4.9500000000000004E-3}]
["2014-06-19T18:00:20.360","18:00:00",4075,5.0000000000000004E-6,{"$f":"D4124*'2.Proyecto'!$E$18","v":2.5000000000000001E-4}]
["2014-06-19T19:00:20.365","19:00:00",4076,0,{"$f":"D4125*'2.Proyecto'!$E$18","v":0}]
["2014-06-19T20:00:20.370","20:00:00",4077,0,{"$f":"D4126*'2.Proyecto'!$E$18","v":0}]
["2014-06-19T21:00:20.375","21:00:00",4078,0,{"$f":"D4127*'2.Proyecto'!$E$18","v":0}]
["2014-06-19T22:00:20.380","22:00:00",4079,0,{"$f":"D4128*'2.Proyecto'!$E$18","v":0}]
["2014-06-19T23:00:20.385","23:00:00",4080,0,{"$f":"D4129*'2.Proyecto'!$E$18","v":0}]
["2014-06-20T00:00:20.390","00:00:00",4081,0,{"$f":"D4130*'2.Proyecto'!$E$18","v":0}]
["2014-06-20T01:00:20.395","01:00:00",4082,0,{"$f":"D4131*'2.Proyecto'!$E$18","v":0}]
["2014-06-20T02:00:20.400","02:00:00",4083,0,{"$f":"D4132*'2.Proyecto'!$E$18","v":0}]
["2014-06-20T03:00:20.405","03:00:00",4084,0,{"$f":"D4133*'2.Proyecto'!$E$18","v":0}]
["2014-06-20T04:00:20.410","04:00:00",4085,0,{"$f":"D4134*'2.Proyecto'!$E$18","v":0}]
["2014-06-20T05:00:20.415","05:00:00",4086,6.0000000000000002E-6,{"$f":"D4135*'2.Proyecto'!$E$18","v":3.0000000000000003E-4}]
["2014-06-20T06:00:20.420","06:00:00",4087,1.0899999999999999E-4,{"$f":"D4136*'2.Proyecto'!$E$18","v":5.45E-3}]
["2014-06-20T07:00:20.425","07:00:00",4088,2.6900000000000003E-4,{"$f":"D4137*'2.Proyecto'!$E$18","v":1.3450000000000002E-2}]
["2014-06-20T08:00:20.430","08:00:00",4089,4.1899999999999999E-4,{"$f":"D4138*'2.Proyecto'!$E$18","v":2.095E-2}]
["2014-06-20T09:00:20.435","09:00:00",4090,5.31E-4,{"$f":"D4139*'2.Proyecto'!$E$18","v":2.6550000000000001E-2}]
["2014-06-20T10:00:20.440","10:00:00",4091,6.0300000000000002E-4,{"$f":"D4140*'2.Proyecto'!$E$18","v":3.015E-2}]
["2014-06-20T11:00:20.445","11:00:00",4092,6.3299999999999999E-4,{"$f":"D4141*'2.Proyecto'!$E$18","v":3.1649999999999998E-2}]
["2014-06-20T12:00:20.450","12:00:00",4093,6.2699999999999995E-4,{"$f":"D4142*'2.Proyecto'!$E$18","v":3.1349999999999996E-2}]
["2014-06-20T13:00:20.455","13:00:00",4094,5.8500000000000002E-4,{"$f":"D4143*'2.Proyecto'!$E$18","v":2.9250000000000002E-2}]
["2014-06-20T14:00:20.460","14:00:00",4095,5.0799999999999999E-4,{"$f":"D4144*'2.Proyecto'!$E$18","v":2.5399999999999999E-2}]
["2014-06-20T15:00:20.465","15:00:00",4096,3.7500000000000001E-4,{"$f":"D4145*'2.Proyecto'!$E$18","v":1.8749999999999999E-2}]
["2014-06-20T16:00:20.470","16:00:00",4097,2.0000000000000001E-4,{"$f":"D4146*'2.Proyecto'!$E$18","v":0.01}]
["2014-06-20T17:00:20.475","17:00:00",4098,9.2E-5,{"$f":"D4147*'2.Proyecto'!$E$18","v":4.5999999999999999E-3}]
["2014-06-20T18:00:20.480","18:00:00",4099,3.9999999999999998E-6,{"$f":"D4148*'2.Proyecto'!$E$18","v":1.9999999999999998E-4}]
["2014-06-20T19:00:20.485","19:00:00",4100,0,{"$f":"D4149*'2.Proyecto'!$E$18","v":0}]
["2014-06-20T20:00:20.490","20:00:00",4101,0,{"$f":"D4150*'2.Proyecto'!$E$18","v":0}]
["2014-06-20T21:00:20.495","21:00:00",4102,0,{"$f":"D4151*'2.Proyecto'!$E$18","v":0}]
["2014-06-20T22:00:20.500","22:00:00",4103,0,{"$f":"D4152*'2.Proyecto'!$E$18","v":0}]
["2014-06-20T23:00:20.505","23:00:00",4104,0,{"$f":"D4153*'2.Proyecto'!$E$18","v":0}]
["2014-06-21T00:00:20.510","00:00:00",4105,0,{"$f":"D4154*'2.Proyecto'!$E$18","v":0}]
["2014-06-21T01:00:20.515","01:00:00",4106,0,{"$f":"D4155*'2.Proyecto'!$E$18","v":0}]
["2014-06-21T02:00:20.520","02:00:00",4107,0,{"$f":"D4156*'2.Proyecto'!$E$18","v":0}]
["2014-06-21T03:00:20.525","03:00:00",4108,0,{"$f":"D4157*'2.Proyecto'!$E$18","v":0}]
["2014-06-21T04:00:20.530","04:00:00",4109,0,{"$f":"D4158*'2.Proyecto'!$E$18","v":0}]
["2014-06-21T05:00:20.535","05:00:00",4110,6.0000000000000002E-6,{"$f":"D4159*'2.Proyecto'!$E$18","v":3.0000000000000003E-4}]
["2014-06-21T06:00:20.540","06:00:00",4111,1.1E-4,{"$f":"D4160*'2.Proyecto'!$E$18","v":5.5000000000000005E-3}]
["2014-06-21T07:00:20.545","07:00:00",4112,2.72E-4,{"$f":"D4161*'2.Proyecto'!$E$18","v":1.3599999999999999E-2}]
["2014-06-21T08:00:20.550","08:00:00",4113,4.1899999999999999E-4,{"$f":"D4162*'2.Proyecto'!$E$18","v":2.095E-2}]
["2014-06-21T09:00:20.555","09:00:00",4114,5.3499999999999999E-4,{"$f":"D4163*'2.Proyecto'!$E$18","v":2.6749999999999999E-2}]
["2014-06-21T10:00:20.560","10:00:00",4115,6.1299999999999994E-4,{"$f":"D4164*'2.Proyecto'!$E$18","v":3.0649999999999997E-2}]
["2014-06-21T11:00:20.565","11:00:00",4116,6.4999999999999997E-4,{"$f":"D4165*'2.Proyecto'!$E$18","v":3.2500000000000001E-2}]
["2014-06-21T12:00:20.570","12:00:00",4117,6.4599999999999998E-4,{"$f":"D4166*'2.Proyecto'!$E$18","v":3.2300000000000002E-2}]
["2014-06-21T13:00:20.575","13:00:00",4118,5.9999999999999995E-4,{"$f":"D4167*'2.Proyecto'!$E$18","v":0.03}]
["2014-06-21T14:00:20.580","14:00:00",4119,5.0799999999999999E-4,{"$f":"D4168*'2.Proyecto'!$E$18","v":2.5399999999999999E-2}]
["2014-06-21T15:00:20.585","15:00:00",4120,3.6299999999999999E-4,{"$f":"D4169*'2.Proyecto'!$E$18","v":1.8149999999999999E-2}]
["2014-06-21T16:00:20.590","16:00:00",4121,2.32E-4,{"$f":"D4170*'2.Proyecto'!$E$18","v":1.1599999999999999E-2}]
["2014-06-21T17:00:20.595","17:00:00",4122,9.2999999999999997E-5,{"$f":"D4171*'2.Proyecto'!$E$18","v":4.6499999999999996E-3}]
["2014-06-21T18:00:20.600","18:00:00",4123,3.9999999999999998E-6,{"$f":"D4172*'2.Proyecto'!$E$18","v":1.9999999999999998E-4}]
["2014-06-21T19:00:20.605","19:00:00",4124,0,{"$f":"D4173*'2.Proyecto'!$E$18","v":0}]
["2014-06-21T20:00:20.610","20:00:00",4125,0,{"$f":"D4174*'2.Proyecto'!$E$18","v":0}]
["2014-06-21T21:00:20.615","21:00:00",4126,0,{"$f":"D4175*'2.Proyecto'!$E$18","v":0}]
["2014-06-21T22:00:20.620","22:00:00",4127,0,{"$f":"D4176*'2.Proyecto'!$E$18","v":0}]
["2014-06-21T23:00:20.625","23:00:00",4128,0,{"$f":"D4177*'2.Proyecto'!$E$18","v":0}]
["2014-06-22T00:00:20.630","00:00:00",4129,0,{"$f":"D4178*'2.Proyecto'!$E$18","v":0}]
["2014-06-22T01:00:20.635","01:00:00",4130,0,{"$f":"D4179*'2.Proyecto'!$E$18","v":0}]
["2014-06-22T02:00:20.640","02:00:00",4131,0,{"$f":"D4180*'2.Proyecto'!$E$18","v":0}]
["2014-06-22T03:00:20.645","03:00:00",4132,0,{"$f":"D4181*'2.Proyecto'!$E$18","v":0}]
["2014-06-22T04:00:20.650","04:00:00",4133,0,{"$f":"D4182*'2.Proyecto'!$E$18","v":0}]
["2014-06-22T05:00:20.655","05:00:00",4134,6.0000000000000002E-6,{"$f":"D4183*'2.Proyecto'!$E$18","v":3.0000000000000003E-4}]
["2014-06-22T06:00:20.660","06:00:00",4135,1.11E-4,{"$f":"D4184*'2.Proyecto'!$E$18","v":5.5500000000000002E-3}]
["2014-06-22T07:00:20.665","07:00:00",4136,2.7900000000000001E-4,{"$f":"D4185*'2.Proyecto'!$E$18","v":1.3950000000000001E-2}]
["2014-06-22T08:00:20.670","08:00:00",4137,4.3300000000000001E-4,{"$f":"D4186*'2.Proyecto'!$E$18","v":2.1649999999999999E-2}]
["2014-06-22T09:00:20.675","09:00:00",4138,5.5100000000000006E-4,{"$f":"D4187*'2.Proyecto'!$E$18","v":2.7550000000000002E-2}]
["2014-06-22T10:00:20.680","10:00:00",4139,6.2799999999999998E-4,{"$f":"D4188*'2.Proyecto'!$E$18","v":3.1399999999999997E-2}]
["2014-06-22T11:00:20.685","11:00:00",4140,6.6300000000000007E-4,{"$f":"D4189*'2.Proyecto'!$E$18","v":3.3150000000000006E-2}]
["2014-06-22T12:00:20.690","12:00:00",4141,6.5700000000000003E-4,{"$f":"D4190*'2.Proyecto'!$E$18","v":3.2850000000000004E-2}]
["2014-06-22T13:00:20.695","13:00:00",4142,6.1399999999999996E-4,{"$f":"D4191*'2.Proyecto'!$E$18","v":3.0699999999999998E-2}]
["2014-06-22T14:00:20.700","14:00:00",4143,5.2099999999999998E-4,{"$f":"D4192*'2.Proyecto'!$E$18","v":2.605E-2}]
["2014-06-22T15:00:20.705","15:00:00",4144,3.8500000000000003E-4,{"$f":"D4193*'2.Proyecto'!$E$18","v":1.9250000000000003E-2}]
["2014-06-22T16:00:20.710","16:00:00",4145,2.31E-4,{"$f":"D4194*'2.Proyecto'!$E$18","v":1.155E-2}]
["2014-06-22T17:00:20.715","17:00:00",4146,9.1000000000000003E-5,{"$f":"D4195*'2.Proyecto'!$E$18","v":4.5500000000000002E-3}]
["2014-06-22T18:00:20.720","18:00:00",4147,3.9999999999999998E-6,{"$f":"D4196*'2.Proyecto'!$E$18","v":1.9999999999999998E-4}]
["2014-06-22T19:00:20.725","19:00:00",4148,0,{"$f":"D4197*'2.Proyecto'!$E$18","v":0}]
["2014-06-22T20:00:20.730","20:00:00",4149,0,{"$f":"D4198*'2.Proyecto'!$E$18","v":0}]
["2014-06-22T21:00:20.735","21:00:00",4150,0,{"$f":"D4199*'2.Proyecto'!$E$18","v":0}]
["2014-06-22T22:00:20.740","22:00:00",4151,0,{"$f":"D4200*'2.Proyecto'!$E$18","v":0}]
["2014-06-22T23:00:20.745","23:00:00",4152,0,{"$f":"D4201*'2.Proyecto'!$E$18","v":0}]
["2014-06-23T00:00:20.750","00:00:00",4153,0,{"$f":"D4202*'2.Proyecto'!$E$18","v":0}]
["2014-06-23T01:00:20.755","01:00:00",4154,0,{"$f":"D4203*'2.Proyecto'!$E$18","v":0}]
["2014-06-23T02:00:20.760","02:00:00",4155,0,{"$f":"D4204*'2.Proyecto'!$E$18","v":0}]
["2014-06-23T03:00:20.765","03:00:00",4156,0,{"$f":"D4205*'2.Proyecto'!$E$18","v":0}]
["2014-06-23T04:00:20.770","04:00:00",4157,0,{"$f":"D4206*'2.Proyecto'!$E$18","v":0}]
["2014-06-23T05:00:20.775","05:00:00",4158,6.0000000000000002E-6,{"$f":"D4207*'2.Proyecto'!$E$18","v":3.0000000000000003E-4}]
["2014-06-23T06:00:20.780","06:00:00",4159,1.06E-4,{"$f":"D4208*'2.Proyecto'!$E$18","v":5.3E-3}]
["2014-06-23T07:00:20.785","07:00:00",4160,2.5900000000000001E-4,{"$f":"D4209*'2.Proyecto'!$E$18","v":1.295E-2}]
["2014-06-23T08:00:20.790","08:00:00",4161,3.97E-4,{"$f":"D4210*'2.Proyecto'!$E$18","v":1.985E-2}]
["2014-06-23T09:00:20.795","09:00:00",4162,5.0600000000000005E-4,{"$f":"D4211*'2.Proyecto'!$E$18","v":2.5300000000000003E-2}]
["2014-06-23T10:00:20.800","10:00:00",4163,5.8399999999999999E-4,{"$f":"D4212*'2.Proyecto'!$E$18","v":2.92E-2}]
["2014-06-23T11:00:20.805","11:00:00",4164,6.2399999999999999E-4,{"$f":"D4213*'2.Proyecto'!$E$18","v":3.1199999999999999E-2}]
["2014-06-23T12:00:20.810","12:00:00",4165,6.2399999999999999E-4,{"$f":"D4214*'2.Proyecto'!$E$18","v":3.1199999999999999E-2}]
["2014-06-23T13:00:20.815","13:00:00",4166,5.8299999999999997E-4,{"$f":"D4215*'2.Proyecto'!$E$18","v":2.9149999999999999E-2}]
["2014-06-23T14:00:20.820","14:00:00",4167,5.0100000000000003E-4,{"$f":"D4216*'2.Proyecto'!$E$18","v":2.5050000000000003E-2}]
["2014-06-23T15:00:20.825","15:00:00",4168,3.8500000000000003E-4,{"$f":"D4217*'2.Proyecto'!$E$18","v":1.9250000000000003E-2}]
["2014-06-23T16:00:20.830","16:00:00",4169,2.3599999999999999E-4,{"$f":"D4218*'2.Proyecto'!$E$18","v":1.18E-2}]
["2014-06-23T17:00:20.835","17:00:00",4170,8.599999999999999E-5,{"$f":"D4219*'2.Proyecto'!$E$18","v":4.2999999999999991E-3}]
["2014-06-23T18:00:20.840","18:00:00",4171,3.9999999999999998E-6,{"$f":"D4220*'2.Proyecto'!$E$18","v":1.9999999999999998E-4}]
["2014-06-23T19:00:20.845","19:00:00",4172,0,{"$f":"D4221*'2.Proyecto'!$E$18","v":0}]
["2014-06-23T20:00:20.850","20:00:00",4173,0,{"$f":"D4222*'2.Proyecto'!$E$18","v":0}]
["2014-06-23T21:00:20.855","21:00:00",4174,0,{"$f":"D4223*'2.Proyecto'!$E$18","v":0}]
["2014-06-23T22:00:20.860","22:00:00",4175,0,{"$f":"D4224*'2.Proyecto'!$E$18","v":0}]
["2014-06-23T23:00:20.865","23:00:00",4176,0,{"$f":"D4225*'2.Proyecto'!$E$18","v":0}]
["2014-06-24T00:00:20.870","00:00:00",4177,0,{"$f":"D4226*'2.Proyecto'!$E$18","v":0}]
["2014-06-24T01:00:20.875","01:00:00",4178,0,{"$f":"D4227*'2.Proyecto'!$E$18","v":0}]
["2014-06-24T02:00:20.880","02:00:00",4179,0,{"$f":"D4228*'2.Proyecto'!$E$18","v":0}]
["2014-06-24T03:00:20.885","03:00:00",4180,0,{"$f":"D4229*'2.Proyecto'!$E$18","v":0}]
["2014-06-24T04:00:20.890","04:00:00",4181,0,{"$f":"D4230*'2.Proyecto'!$E$18","v":0}]
["2014-06-24T05:00:20.895","05:00:00",4182,3.0000000000000001E-6,{"$f":"D4231*'2.Proyecto'!$E$18","v":1.5000000000000001E-4}]
["2014-06-24T06:00:20.900","06:00:00",4183,6.3E-5,{"$f":"D4232*'2.Proyecto'!$E$18","v":3.15E-3}]
["2014-06-24T07:00:20.905","07:00:00",4184,1.5900000000000002E-4,{"$f":"D4233*'2.Proyecto'!$E$18","v":7.9500000000000005E-3}]
["2014-06-24T08:00:20.910","08:00:00",4185,2.6400000000000002E-4,{"$f":"D4234*'2.Proyecto'!$E$18","v":1.3200000000000002E-2}]
["2014-06-24T09:00:20.915","09:00:00",4186,3.3300000000000002E-4,{"$f":"D4235*'2.Proyecto'!$E$18","v":1.6650000000000002E-2}]
["2014-06-24T10:00:20.920","10:00:00",4187,3.9800000000000002E-4,{"$f":"D4236*'2.Proyecto'!$E$18","v":1.9900000000000001E-2}]
["2014-06-24T11:00:20.925","11:00:00",4188,4.5900000000000004E-4,{"$f":"D4237*'2.Proyecto'!$E$18","v":2.2950000000000002E-2}]
["2014-06-24T12:00:20.930","12:00:00",4189,4.9700000000000005E-4,{"$f":"D4238*'2.Proyecto'!$E$18","v":2.4850000000000004E-2}]
["2014-06-24T13:00:20.935","13:00:00",4190,4.7999999999999996E-4,{"$f":"D4239*'2.Proyecto'!$E$18","v":2.3999999999999997E-2}]
["2014-06-24T14:00:20.940","14:00:00",4191,4.0000000000000002E-4,{"$f":"D4240*'2.Proyecto'!$E$18","v":0.02}]
["2014-06-24T15:00:20.945","15:00:00",4192,3.1100000000000002E-4,{"$f":"D4241*'2.Proyecto'!$E$18","v":1.5550000000000001E-2}]
["2014-06-24T16:00:20.950","16:00:00",4193,1.8799999999999999E-4,{"$f":"D4242*'2.Proyecto'!$E$18","v":9.3999999999999986E-3}]
["2014-06-24T17:00:20.955","17:00:00",4194,7.7999999999999999E-5,{"$f":"D4243*'2.Proyecto'!$E$18","v":3.8999999999999998E-3}]
["2014-06-24T18:00:20.960","18:00:00",4195,3.9999999999999998E-6,{"$f":"D4244*'2.Proyecto'!$E$18","v":1.9999999999999998E-4}]
["2014-06-24T19:00:20.965","19:00:00",4196,0,{"$f":"D4245*'2.Proyecto'!$E$18","v":0}]
["2014-06-24T20:00:20.970","20:00:00",4197,0,{"$f":"D4246*'2.Proyecto'!$E$18","v":0}]
["2014-06-24T21:00:20.975","21:00:00",4198,0,{"$f":"D4247*'2.Proyecto'!$E$18","v":0}]
["2014-06-24T22:00:20.980","22:00:00",4199,0,{"$f":"D4248*'2.Proyecto'!$E$18","v":0}]
["2014-06-24T23:00:20.985","23:00:00",4200,0,{"$f":"D4249*'2.Proyecto'!$E$18","v":0}]
["2014-06-25T00:00:20.990","00:00:00",4201,0,{"$f":"D4250*'2.Proyecto'!$E$18","v":0}]
["2014-06-25T01:00:20.995","01:00:00",4202,0,{"$f":"D4251*'2.Proyecto'!$E$18","v":0}]
["2014-06-25T02:00:21","02:00:00",4203,0,{"$f":"D4252*'2.Proyecto'!$E$18","v":0}]
["2014-06-25T03:00:21.005","03:00:00",4204,0,{"$f":"D4253*'2.Proyecto'!$E$18","v":0}]
["2014-06-25T04:00:21.010","04:00:00",4205,0,{"$f":"D4254*'2.Proyecto'!$E$18","v":0}]
["2014-06-25T05:00:21.015","05:00:00",4206,5.0000000000000004E-6,{"$f":"D4255*'2.Proyecto'!$E$18","v":2.5000000000000001E-4}]
["2014-06-25T06:00:21.020","06:00:00",4207,9.2999999999999997E-5,{"$f":"D4256*'2.Proyecto'!$E$18","v":4.6499999999999996E-3}]
["2014-06-25T07:00:21.025","07:00:00",4208,2.2900000000000001E-4,{"$f":"D4257*'2.Proyecto'!$E$18","v":1.145E-2}]
["2014-06-25T08:00:21.030","08:00:00",4209,3.6299999999999999E-4,{"$f":"D4258*'2.Proyecto'!$E$18","v":1.8149999999999999E-2}]
["2014-06-25T09:00:21.035","09:00:00",4210,4.7599999999999997E-4,{"$f":"D4259*'2.Proyecto'!$E$18","v":2.3799999999999998E-2}]
["2014-06-25T10:00:21.040","10:00:00",4211,5.4900000000000001E-4,{"$f":"D4260*'2.Proyecto'!$E$18","v":2.7450000000000002E-2}]
["2014-06-25T11:00:21.045","11:00:00",4212,5.8999999999999992E-4,{"$f":"D4261*'2.Proyecto'!$E$18","v":2.9499999999999995E-2}]
["2014-06-25T12:00:21.050","12:00:00",4213,5.8599999999999993E-4,{"$f":"D4262*'2.Proyecto'!$E$18","v":2.9299999999999996E-2}]
["2014-06-25T13:00:21.055","13:00:00",4214,5.31E-4,{"$f":"D4263*'2.Proyecto'!$E$18","v":2.6550000000000001E-2}]
["2014-06-25T14:00:21.060","14:00:00",4215,4.2499999999999998E-4,{"$f":"D4264*'2.Proyecto'!$E$18","v":2.1249999999999998E-2}]
["2014-06-25T15:00:21.065","15:00:00",4216,2.8000000000000003E-4,{"$f":"D4265*'2.Proyecto'!$E$18","v":1.4000000000000002E-2}]
["2014-06-25T16:00:21.070","16:00:00",4217,1.6100000000000001E-4,{"$f":"D4266*'2.Proyecto'!$E$18","v":8.0499999999999999E-3}]
["2014-06-25T17:00:21.075","17:00:00",4218,5.8999999999999998E-5,{"$f":"D4267*'2.Proyecto'!$E$18","v":2.9499999999999999E-3}]
["2014-06-25T18:00:21.080","18:00:00",4219,1.9999999999999999E-6,{"$f":"D4268*'2.Proyecto'!$E$18","v":9.9999999999999991E-5}]
["2014-06-25T19:00:21.085","19:00:00",4220,0,{"$f":"D4269*'2.Proyecto'!$E$18","v":0}]
["2014-06-25T20:00:21.090","20:00:00",4221,0,{"$f":"D4270*'2.Proyecto'!$E$18","v":0}]
["2014-06-25T21:00:21.095","21:00:00",4222,0,{"$f":"D4271*'2.Proyecto'!$E$18","v":0}]
["2014-06-25T22:00:21.100","22:00:00",4223,0,{"$f":"D4272*'2.Proyecto'!$E$18","v":0}]
["2014-06-25T23:00:21.105","23:00:00",4224,0,{"$f":"D4273*'2.Proyecto'!$E$18","v":0}]
["2014-06-26T00:00:21.110","00:00:00",4225,0,{"$f":"D4274*'2.Proyecto'!$E$18","v":0}]
["2014-06-26T01:00:21.115","01:00:00",4226,0,{"$f":"D4275*'2.Proyecto'!$E$18","v":0}]
["2014-06-26T02:00:21.120","02:00:00",4227,0,{"$f":"D4276*'2.Proyecto'!$E$18","v":0}]
["2014-06-26T03:00:21.125","03:00:00",4228,0,{"$f":"D4277*'2.Proyecto'!$E$18","v":0}]
["2014-06-26T04:00:21.130","04:00:00",4229,0,{"$f":"D4278*'2.Proyecto'!$E$18","v":0}]
["2014-06-26T05:00:21.135","05:00:00",4230,3.9999999999999998E-6,{"$f":"D4279*'2.Proyecto'!$E$18","v":1.9999999999999998E-4}]
["2014-06-26T06:00:21.140","06:00:00",4231,6.7000000000000002E-5,{"$f":"D4280*'2.Proyecto'!$E$18","v":3.3500000000000001E-3}]
["2014-06-26T07:00:21.145","07:00:00",4232,1.5099999999999998E-4,{"$f":"D4281*'2.Proyecto'!$E$18","v":7.5499999999999994E-3}]
["2014-06-26T08:00:21.150","08:00:00",4233,2.2499999999999999E-4,{"$f":"D4282*'2.Proyecto'!$E$18","v":1.125E-2}]
["2014-06-26T09:00:21.155","09:00:00",4234,3.3300000000000002E-4,{"$f":"D4283*'2.Proyecto'!$E$18","v":1.6650000000000002E-2}]
["2014-06-26T10:00:21.160","10:00:00",4235,4.1599999999999997E-4,{"$f":"D4284*'2.Proyecto'!$E$18","v":2.0799999999999999E-2}]
["2014-06-26T11:00:21.165","11:00:00",4236,4.6300000000000003E-4,{"$f":"D4285*'2.Proyecto'!$E$18","v":2.315E-2}]
["2014-06-26T12:00:21.170","12:00:00",4237,4.6700000000000002E-4,{"$f":"D4286*'2.Proyecto'!$E$18","v":2.3350000000000003E-2}]
["2014-06-26T13:00:21.175","13:00:00",4238,4.2200000000000001E-4,{"$f":"D4287*'2.Proyecto'!$E$18","v":2.1100000000000001E-2}]
["2014-06-26T14:00:21.180","14:00:00",4239,3.4399999999999996E-4,{"$f":"D4288*'2.Proyecto'!$E$18","v":1.7199999999999997E-2}]
["2014-06-26T15:00:21.185","15:00:00",4240,2.2900000000000001E-4,{"$f":"D4289*'2.Proyecto'!$E$18","v":1.145E-2}]
["2014-06-26T16:00:21.190","16:00:00",4241,1.36E-4,{"$f":"D4290*'2.Proyecto'!$E$18","v":6.7999999999999996E-3}]
["2014-06-26T17:00:21.195","17:00:00",4242,5.3999999999999998E-5,{"$f":"D4291*'2.Proyecto'!$E$18","v":2.6999999999999997E-3}]
["2014-06-26T18:00:21.200","18:00:00",4243,9.9999999999999995E-7,{"$f":"D4292*'2.Proyecto'!$E$18","v":4.9999999999999996E-5}]
["2014-06-26T19:00:21.205","19:00:00",4244,0,{"$f":"D4293*'2.Proyecto'!$E$18","v":0}]
["2014-06-26T20:00:21.210","20:00:00",4245,0,{"$f":"D4294*'2.Proyecto'!$E$18","v":0}]
["2014-06-26T21:00:21.215","21:00:00",4246,0,{"$f":"D4295*'2.Proyecto'!$E$18","v":0}]
["2014-06-26T22:00:21.220","22:00:00",4247,0,{"$f":"D4296*'2.Proyecto'!$E$18","v":0}]
["2014-06-26T23:00:21.225","23:00:00",4248,0,{"$f":"D4297*'2.Proyecto'!$E$18","v":0}]
["2014-06-27T00:00:21.230","00:00:00",4249,0,{"$f":"D4298*'2.Proyecto'!$E$18","v":0}]
["2014-06-27T01:00:21.235","01:00:00",4250,0,{"$f":"D4299*'2.Proyecto'!$E$18","v":0}]
["2014-06-27T02:00:21.240","02:00:00",4251,0,{"$f":"D4300*'2.Proyecto'!$E$18","v":0}]
["2014-06-27T03:00:21.245","03:00:00",4252,0,{"$f":"D4301*'2.Proyecto'!$E$18","v":0}]
["2014-06-27T04:00:21.250","04:00:00",4253,0,{"$f":"D4302*'2.Proyecto'!$E$18","v":0}]
["2014-06-27T05:00:21.255","05:00:00",4254,5.0000000000000004E-6,{"$f":"D4303*'2.Proyecto'!$E$18","v":2.5000000000000001E-4}]
["2014-06-27T06:00:21.260","06:00:00",4255,8.5000000000000006E-5,{"$f":"D4304*'2.Proyecto'!$E$18","v":4.2500000000000003E-3}]
["2014-06-27T07:00:21.265","07:00:00",4256,2.0999999999999998E-4,{"$f":"D4305*'2.Proyecto'!$E$18","v":1.0499999999999999E-2}]
["2014-06-27T08:00:21.270","08:00:00",4257,3.21E-4,{"$f":"D4306*'2.Proyecto'!$E$18","v":1.6049999999999998E-2}]
["2014-06-27T09:00:21.275","09:00:00",4258,4.1099999999999996E-4,{"$f":"D4307*'2.Proyecto'!$E$18","v":2.0549999999999999E-2}]
["2014-06-27T10:00:21.280","10:00:00",4259,4.8200000000000001E-4,{"$f":"D4308*'2.Proyecto'!$E$18","v":2.41E-2}]
["2014-06-27T11:00:21.285","11:00:00",4260,5.2700000000000002E-4,{"$f":"D4309*'2.Proyecto'!$E$18","v":2.6350000000000002E-2}]
["2014-06-27T12:00:21.290","12:00:00",4261,5.2099999999999998E-4,{"$f":"D4310*'2.Proyecto'!$E$18","v":2.605E-2}]
["2014-06-27T13:00:21.295","13:00:00",4262,4.9100000000000001E-4,{"$f":"D4311*'2.Proyecto'!$E$18","v":2.4549999999999999E-2}]
["2014-06-27T14:00:21.300","14:00:00",4263,4.1899999999999999E-4,{"$f":"D4312*'2.Proyecto'!$E$18","v":2.095E-2}]
["2014-06-27T15:00:21.305","15:00:00",4264,3.1300000000000002E-4,{"$f":"D4313*'2.Proyecto'!$E$18","v":1.5650000000000001E-2}]
["2014-06-27T16:00:21.310","16:00:00",4265,1.8200000000000001E-4,{"$f":"D4314*'2.Proyecto'!$E$18","v":9.1000000000000004E-3}]
["2014-06-27T17:00:21.315","17:00:00",4266,7.0000000000000007E-5,{"$f":"D4315*'2.Proyecto'!$E$18","v":3.5000000000000005E-3}]
["2014-06-27T18:00:21.320","18:00:00",4267,3.0000000000000001E-6,{"$f":"D4316*'2.Proyecto'!$E$18","v":1.5000000000000001E-4}]
["2014-06-27T19:00:21.325","19:00:00",4268,0,{"$f":"D4317*'2.Proyecto'!$E$18","v":0}]
["2014-06-27T20:00:21.330","20:00:00",4269,0,{"$f":"D4318*'2.Proyecto'!$E$18","v":0}]
["2014-06-27T21:00:21.335","21:00:00",4270,0,{"$f":"D4319*'2.Proyecto'!$E$18","v":0}]
["2014-06-27T22:00:21.340","22:00:00",4271,0,{"$f":"D4320*'2.Proyecto'!$E$18","v":0}]
["2014-06-27T23:00:21.345","23:00:00",4272,0,{"$f":"D4321*'2.Proyecto'!$E$18","v":0}]
["2014-06-28T00:00:21.350","00:00:00",4273,0,{"$f":"D4322*'2.Proyecto'!$E$18","v":0}]
["2014-06-28T01:00:21.355","01:00:00",4274,0,{"$f":"D4323*'2.Proyecto'!$E$18","v":0}]
["2014-06-28T02:00:21.360","02:00:00",4275,0,{"$f":"D4324*'2.Proyecto'!$E$18","v":0}]
["2014-06-28T03:00:21.365","03:00:00",4276,0,{"$f":"D4325*'2.Proyecto'!$E$18","v":0}]
["2014-06-28T04:00:21.370","04:00:00",4277,0,{"$f":"D4326*'2.Proyecto'!$E$18","v":0}]
["2014-06-28T05:00:21.375","05:00:00",4278,5.0000000000000004E-6,{"$f":"D4327*'2.Proyecto'!$E$18","v":2.5000000000000001E-4}]
["2014-06-28T06:00:21.380","06:00:00",4279,9.6000000000000002E-5,{"$f":"D4328*'2.Proyecto'!$E$18","v":4.8000000000000004E-3}]
["2014-06-28T07:00:21.385","07:00:00",4280,2.3799999999999998E-4,{"$f":"D4329*'2.Proyecto'!$E$18","v":1.1899999999999999E-2}]
["2014-06-28T08:00:21.390","08:00:00",4281,3.8000000000000002E-4,{"$f":"D4330*'2.Proyecto'!$E$18","v":1.9E-2}]
["2014-06-28T09:00:21.395","09:00:00",4282,4.8099999999999998E-4,{"$f":"D4331*'2.Proyecto'!$E$18","v":2.4049999999999998E-2}]
["2014-06-28T10:00:21.400","10:00:00",4283,5.5800000000000001E-4,{"$f":"D4332*'2.Proyecto'!$E$18","v":2.7900000000000001E-2}]
["2014-06-28T11:00:21.405","11:00:00",4284,5.8900000000000001E-4,{"$f":"D4333*'2.Proyecto'!$E$18","v":2.945E-2}]
["2014-06-28T12:00:21.410","12:00:00",4285,5.9599999999999996E-4,{"$f":"D4334*'2.Proyecto'!$E$18","v":2.9799999999999997E-2}]
["2014-06-28T13:00:21.415","13:00:00",4286,5.5800000000000001E-4,{"$f":"D4335*'2.Proyecto'!$E$18","v":2.7900000000000001E-2}]
["2014-06-28T14:00:21.420","14:00:00",4287,4.7799999999999996E-4,{"$f":"D4336*'2.Proyecto'!$E$18","v":2.3899999999999998E-2}]
["2014-06-28T15:00:21.425","15:00:00",4288,3.7100000000000002E-4,{"$f":"D4337*'2.Proyecto'!$E$18","v":1.8550000000000001E-2}]
["2014-06-28T16:00:21.430","16:00:00",4289,2.3499999999999999E-4,{"$f":"D4338*'2.Proyecto'!$E$18","v":1.175E-2}]
["2014-06-28T17:00:21.435","17:00:00",4290,9.2999999999999997E-5,{"$f":"D4339*'2.Proyecto'!$E$18","v":4.6499999999999996E-3}]
["2014-06-28T18:00:21.440","18:00:00",4291,3.9999999999999998E-6,{"$f":"D4340*'2.Proyecto'!$E$18","v":1.9999999999999998E-4}]
["2014-06-28T19:00:21.445","19:00:00",4292,0,{"$f":"D4341*'2.Proyecto'!$E$18","v":0}]
["2014-06-28T20:00:21.450","20:00:00",4293,0,{"$f":"D4342*'2.Proyecto'!$E$18","v":0}]
["2014-06-28T21:00:21.455","21:00:00",4294,0,{"$f":"D4343*'2.Proyecto'!$E$18","v":0}]
["2014-06-28T22:00:21.460","22:00:00",4295,0,{"$f":"D4344*'2.Proyecto'!$E$18","v":0}]
["2014-06-28T23:00:21.465","23:00:00",4296,0,{"$f":"D4345*'2.Proyecto'!$E$18","v":0}]
["2014-06-29T00:00:21.470","00:00:00",4297,0,{"$f":"D4346*'2.Proyecto'!$E$18","v":0}]
["2014-06-29T01:00:21.475","01:00:00",4298,0,{"$f":"D4347*'2.Proyecto'!$E$18","v":0}]
["2014-06-29T02:00:21.480","02:00:00",4299,0,{"$f":"D4348*'2.Proyecto'!$E$18","v":0}]
["2014-06-29T03:00:21.485","03:00:00",4300,0,{"$f":"D4349*'2.Proyecto'!$E$18","v":0}]
["2014-06-29T04:00:21.490","04:00:00",4301,0,{"$f":"D4350*'2.Proyecto'!$E$18","v":0}]
["2014-06-29T05:00:21.495","05:00:00",4302,5.0000000000000004E-6,{"$f":"D4351*'2.Proyecto'!$E$18","v":2.5000000000000001E-4}]
["2014-06-29T06:00:21.500","06:00:00",4303,8.8999999999999995E-5,{"$f":"D4352*'2.Proyecto'!$E$18","v":4.45E-3}]
["2014-06-29T07:00:21.505","07:00:00",4304,2.31E-4,{"$f":"D4353*'2.Proyecto'!$E$18","v":1.155E-2}]
["2014-06-29T08:00:21.510","08:00:00",4305,3.77E-4,{"$f":"D4354*'2.Proyecto'!$E$18","v":1.8849999999999999E-2}]
["2014-06-29T09:00:21.515","09:00:00",4306,4.9100000000000001E-4,{"$f":"D4355*'2.Proyecto'!$E$18","v":2.4549999999999999E-2}]
["2014-06-29T10:00:21.520","10:00:00",4307,5.6899999999999995E-4,{"$f":"D4356*'2.Proyecto'!$E$18","v":2.8449999999999996E-2}]
["2014-06-29T11:00:21.525","11:00:00",4308,6.0899999999999995E-4,{"$f":"D4357*'2.Proyecto'!$E$18","v":3.0449999999999998E-2}]
["2014-06-29T12:00:21.530","12:00:00",4309,6.0399999999999994E-4,{"$f":"D4358*'2.Proyecto'!$E$18","v":3.0199999999999998E-2}]
["2014-06-29T13:00:21.535","13:00:00",4310,5.6599999999999999E-4,{"$f":"D4359*'2.Proyecto'!$E$18","v":2.8299999999999999E-2}]
["2014-06-29T14:00:21.540","14:00:00",4311,4.8799999999999999E-4,{"$f":"D4360*'2.Proyecto'!$E$18","v":2.4399999999999998E-2}]
["2014-06-29T15:00:21.545","15:00:00",4312,3.5599999999999998E-4,{"$f":"D4361*'2.Proyecto'!$E$18","v":1.78E-2}]
["2014-06-29T16:00:21.550","16:00:00",4313,2.1599999999999999E-4,{"$f":"D4362*'2.Proyecto'!$E$18","v":1.0799999999999999E-2}]
["2014-06-29T17:00:21.555","17:00:00",4314,8.1000000000000004E-5,{"$f":"D4363*'2.Proyecto'!$E$18","v":4.0499999999999998E-3}]
["2014-06-29T18:00:21.560","18:00:00",4315,3.0000000000000001E-6,{"$f":"D4364*'2.Proyecto'!$E$18","v":1.5000000000000001E-4}]
["2014-06-29T19:00:21.565","19:00:00",4316,0,{"$f":"D4365*'2.Proyecto'!$E$18","v":0}]
["2014-06-29T20:00:21.570","20:00:00",4317,0,{"$f":"D4366*'2.Proyecto'!$E$18","v":0}]
["2014-06-29T21:00:21.575","21:00:00",4318,0,{"$f":"D4367*'2.Proyecto'!$E$18","v":0}]
["2014-06-29T22:00:21.580","22:00:00",4319,0,{"$f":"D4368*'2.Proyecto'!$E$18","v":0}]
["2014-06-29T23:00:21.585","23:00:00",4320,0,{"$f":"D4369*'2.Proyecto'!$E$18","v":0}]
["2014-06-30T00:00:21.590","00:00:00",4321,0,{"$f":"D4370*'2.Proyecto'!$E$18","v":0}]
["2014-06-30T01:00:21.595","01:00:00",4322,0,{"$f":"D4371*'2.Proyecto'!$E$18","v":0}]
["2014-06-30T02:00:21.600","02:00:00",4323,0,{"$f":"D4372*'2.Proyecto'!$E$18","v":0}]
["2014-06-30T03:00:21.605","03:00:00",4324,0,{"$f":"D4373*'2.Proyecto'!$E$18","v":0}]
["2014-06-30T04:00:21.610","04:00:00",4325,0,{"$f":"D4374*'2.Proyecto'!$E$18","v":0}]
["2014-06-30T05:00:21.615","05:00:00",4326,3.9999999999999998E-6,{"$f":"D4375*'2.Proyecto'!$E$18","v":1.9999999999999998E-4}]
["2014-06-30T06:00:21.620","06:00:00",4327,7.7999999999999999E-5,{"$f":"D4376*'2.Proyecto'!$E$18","v":3.8999999999999998E-3}]
["2014-06-30T07:00:21.625","07:00:00",4328,2.1100000000000001E-4,{"$f":"D4377*'2.Proyecto'!$E$18","v":1.055E-2}]
["2014-06-30T08:00:21.630","08:00:00",4329,3.6999999999999999E-4,{"$f":"D4378*'2.Proyecto'!$E$18","v":1.8499999999999999E-2}]
["2014-06-30T09:00:21.635","09:00:00",4330,5.0199999999999995E-4,{"$f":"D4379*'2.Proyecto'!$E$18","v":2.5099999999999997E-2}]
["2014-06-30T10:00:21.640","10:00:00",4331,5.8599999999999993E-4,{"$f":"D4380*'2.Proyecto'!$E$18","v":2.9299999999999996E-2}]
["2014-06-30T11:00:21.645","11:00:00",4332,6.2100000000000002E-4,{"$f":"D4381*'2.Proyecto'!$E$18","v":3.1050000000000001E-2}]
["2014-06-30T12:00:21.650","12:00:00",4333,6.2200000000000005E-4,{"$f":"D4382*'2.Proyecto'!$E$18","v":3.1100000000000003E-2}]
["2014-06-30T13:00:21.655","13:00:00",4334,5.8099999999999992E-4,{"$f":"D4383*'2.Proyecto'!$E$18","v":2.9049999999999996E-2}]
["2014-06-30T14:00:21.660","14:00:00",4335,5.0000000000000001E-4,{"$f":"D4384*'2.Proyecto'!$E$18","v":2.5000000000000001E-2}]
["2014-06-30T15:00:21.665","15:00:00",4336,3.8000000000000002E-4,{"$f":"D4385*'2.Proyecto'!$E$18","v":1.9E-2}]
["2014-06-30T16:00:21.670","16:00:00",4337,2.2600000000000002E-4,{"$f":"D4386*'2.Proyecto'!$E$18","v":1.1300000000000001E-2}]
["2014-06-30T17:00:21.675","17:00:00",4338,8.0000000000000007E-5,{"$f":"D4387*'2.Proyecto'!$E$18","v":4.0000000000000001E-3}]
["2014-06-30T18:00:21.680","18:00:00",4339,3.0000000000000001E-6,{"$f":"D4388*'2.Proyecto'!$E$18","v":1.5000000000000001E-4}]
["2014-06-30T19:00:21.685","19:00:00",4340,0,{"$f":"D4389*'2.Proyecto'!$E$18","v":0}]
["2014-06-30T20:00:21.690","20:00:00",4341,0,{"$f":"D4390*'2.Proyecto'!$E$18","v":0}]
["2014-06-30T21:00:21.695","21:00:00",4342,0,{"$f":"D4391*'2.Proyecto'!$E$18","v":0}]
["2014-06-30T22:00:21.700","22:00:00",4343,0,{"$f":"D4392*'2.Proyecto'!$E$18","v":0}]
["2014-06-30T23:00:21.705","23:00:00",4344,0,{"$f":"D4393*'2.Proyecto'!$E$18","v":0}]
["2014-07-01T00:00:21.710","00:00:00",4345,0,{"$f":"D4394*'2.Proyecto'!$E$18","v":0}]
["2014-07-01T01:00:21.715","01:00:00",4346,0,{"$f":"D4395*'2.Proyecto'!$E$18","v":0}]
["2014-07-01T02:00:21.720","02:00:00",4347,0,{"$f":"D4396*'2.Proyecto'!$E$18","v":0}]
["2014-07-01T03:00:21.725","03:00:00",4348,0,{"$f":"D4397*'2.Proyecto'!$E$18","v":0}]
["2014-07-01T04:00:21.730","04:00:00",4349,0,{"$f":"D4398*'2.Proyecto'!$E$18","v":0}]
["2014-07-01T05:00:21.735","05:00:00",4350,3.9999999999999998E-6,{"$f":"D4399*'2.Proyecto'!$E$18","v":1.9999999999999998E-4}]
["2014-07-01T06:00:21.740","06:00:00",4351,5.8999999999999998E-5,{"$f":"D4400*'2.Proyecto'!$E$18","v":2.9499999999999999E-3}]
["2014-07-01T07:00:21.745","07:00:00",4352,1.2799999999999999E-4,{"$f":"D4401*'2.Proyecto'!$E$18","v":6.3999999999999994E-3}]
["2014-07-01T08:00:21.750","08:00:00",4353,1.84E-4,{"$f":"D4402*'2.Proyecto'!$E$18","v":9.1999999999999998E-3}]
["2014-07-01T09:00:21.755","09:00:00",4354,2.4499999999999999E-4,{"$f":"D4403*'2.Proyecto'!$E$18","v":1.225E-2}]
["2014-07-01T10:00:21.760","10:00:00",4355,3.0899999999999998E-4,{"$f":"D4404*'2.Proyecto'!$E$18","v":1.5449999999999998E-2}]
["2014-07-01T11:00:21.765","11:00:00",4356,3.6400000000000001E-4,{"$f":"D4405*'2.Proyecto'!$E$18","v":1.8200000000000001E-2}]
["2014-07-01T12:00:21.770","12:00:00",4357,4.0500000000000003E-4,{"$f":"D4406*'2.Proyecto'!$E$18","v":2.0250000000000001E-2}]
["2014-07-01T13:00:21.775","13:00:00",4358,4.1299999999999996E-4,{"$f":"D4407*'2.Proyecto'!$E$18","v":2.0649999999999998E-2}]
["2014-07-01T14:00:21.780","14:00:00",4359,3.9800000000000002E-4,{"$f":"D4408*'2.Proyecto'!$E$18","v":1.9900000000000001E-2}]
["2014-07-01T15:00:21.785","15:00:00",4360,3.1E-4,{"$f":"D4409*'2.Proyecto'!$E$18","v":1.55E-2}]
["2014-07-01T16:00:21.790","16:00:00",4361,1.8599999999999999E-4,{"$f":"D4410*'2.Proyecto'!$E$18","v":9.2999999999999992E-3}]
["2014-07-01T17:00:21.795","17:00:00",4362,7.4999999999999993E-5,{"$f":"D4411*'2.Proyecto'!$E$18","v":3.7499999999999999E-3}]
["2014-07-01T18:00:21.800","18:00:00",4363,3.9999999999999998E-6,{"$f":"D4412*'2.Proyecto'!$E$18","v":1.9999999999999998E-4}]
["2014-07-01T19:00:21.805","19:00:00",4364,0,{"$f":"D4413*'2.Proyecto'!$E$18","v":0}]
["2014-07-01T20:00:21.810","20:00:00",4365,0,{"$f":"D4414*'2.Proyecto'!$E$18","v":0}]
["2014-07-01T21:00:21.815","21:00:00",4366,0,{"$f":"D4415*'2.Proyecto'!$E$18","v":0}]
["2014-07-01T22:00:21.820","22:00:00",4367,0,{"$f":"D4416*'2.Proyecto'!$E$18","v":0}]
["2014-07-01T23:00:21.825","23:00:00",4368,0,{"$f":"D4417*'2.Proyecto'!$E$18","v":0}]
["2014-07-02T00:00:21.830","00:00:00",4369,0,{"$f":"D4418*'2.Proyecto'!$E$18","v":0}]
["2014-07-02T01:00:21.835","01:00:00",4370,0,{"$f":"D4419*'2.Proyecto'!$E$18","v":0}]
["2014-07-02T02:00:21.840","02:00:00",4371,0,{"$f":"D4420*'2.Proyecto'!$E$18","v":0}]
["2014-07-02T03:00:21.845","03:00:00",4372,0,{"$f":"D4421*'2.Proyecto'!$E$18","v":0}]
["2014-07-02T04:00:21.850","04:00:00",4373,0,{"$f":"D4422*'2.Proyecto'!$E$18","v":0}]
["2014-07-02T05:00:21.855","05:00:00",4374,5.0000000000000004E-6,{"$f":"D4423*'2.Proyecto'!$E$18","v":2.5000000000000001E-4}]
["2014-07-02T06:00:21.860","06:00:00",4375,8.9999999999999992E-5,{"$f":"D4424*'2.Proyecto'!$E$18","v":4.4999999999999997E-3}]
["2014-07-02T07:00:21.865","07:00:00",4376,2.2100000000000001E-4,{"$f":"D4425*'2.Proyecto'!$E$18","v":1.1050000000000001E-2}]
["2014-07-02T08:00:21.870","08:00:00",4377,3.6899999999999997E-4,{"$f":"D4426*'2.Proyecto'!$E$18","v":1.8449999999999998E-2}]
["2014-07-02T09:00:21.875","09:00:00",4378,4.9899999999999999E-4,{"$f":"D4427*'2.Proyecto'!$E$18","v":2.495E-2}]
["2014-07-02T10:00:21.880","10:00:00",4379,5.8099999999999992E-4,{"$f":"D4428*'2.Proyecto'!$E$18","v":2.9049999999999996E-2}]
["2014-07-02T11:00:21.885","11:00:00",4380,6.11E-4,{"$f":"D4429*'2.Proyecto'!$E$18","v":3.0550000000000001E-2}]
["2014-07-02T12:00:21.890","12:00:00",4381,5.8599999999999993E-4,{"$f":"D4430*'2.Proyecto'!$E$18","v":2.9299999999999996E-2}]
["2014-07-02T13:00:21.895","13:00:00",4382,5.1599999999999997E-4,{"$f":"D4431*'2.Proyecto'!$E$18","v":2.5799999999999997E-2}]
["2014-07-02T14:00:21.900","14:00:00",4383,4.1599999999999997E-4,{"$f":"D4432*'2.Proyecto'!$E$18","v":2.0799999999999999E-2}]
["2014-07-02T15:00:21.905","15:00:00",4384,2.8899999999999998E-4,{"$f":"D4433*'2.Proyecto'!$E$18","v":1.4449999999999999E-2}]
["2014-07-02T16:00:21.910","16:00:00",4385,1.3700000000000002E-4,{"$f":"D4434*'2.Proyecto'!$E$18","v":6.8500000000000011E-3}]
["2014-07-02T17:00:21.915","17:00:00",4386,5.1999999999999997E-5,{"$f":"D4435*'2.Proyecto'!$E$18","v":2.5999999999999999E-3}]
["2014-07-02T18:00:21.920","18:00:00",4387,9.9999999999999995E-7,{"$f":"D4436*'2.Proyecto'!$E$18","v":4.9999999999999996E-5}]
["2014-07-02T19:00:21.925","19:00:00",4388,0,{"$f":"D4437*'2.Proyecto'!$E$18","v":0}]
["2014-07-02T20:00:21.930","20:00:00",4389,0,{"$f":"D4438*'2.Proyecto'!$E$18","v":0}]
["2014-07-02T21:00:21.935","21:00:00",4390,0,{"$f":"D4439*'2.Proyecto'!$E$18","v":0}]
["2014-07-02T22:00:21.940","22:00:00",4391,0,{"$f":"D4440*'2.Proyecto'!$E$18","v":0}]
["2014-07-02T23:00:21.945","23:00:00",4392,0,{"$f":"D4441*'2.Proyecto'!$E$18","v":0}]
["2014-07-03T00:00:21.950","00:00:00",4393,0,{"$f":"D4442*'2.Proyecto'!$E$18","v":0}]
["2014-07-03T01:00:21.955","01:00:00",4394,0,{"$f":"D4443*'2.Proyecto'!$E$18","v":0}]
["2014-07-03T02:00:21.960","02:00:00",4395,0,{"$f":"D4444*'2.Proyecto'!$E$18","v":0}]
["2014-07-03T03:00:21.965","03:00:00",4396,0,{"$f":"D4445*'2.Proyecto'!$E$18","v":0}]
["2014-07-03T04:00:21.970","04:00:00",4397,0,{"$f":"D4446*'2.Proyecto'!$E$18","v":0}]
["2014-07-03T05:00:21.975","05:00:00",4398,5.0000000000000004E-6,{"$f":"D4447*'2.Proyecto'!$E$18","v":2.5000000000000001E-4}]
["2014-07-03T06:00:21.980","06:00:00",4399,1.01E-4,{"$f":"D4448*'2.Proyecto'!$E$18","v":5.0499999999999998E-3}]
["2014-07-03T07:00:21.985","07:00:00",4400,2.5099999999999998E-4,{"$f":"D4449*'2.Proyecto'!$E$18","v":1.2549999999999999E-2}]
["2014-07-03T08:00:21.990","08:00:00",4401,3.9800000000000002E-4,{"$f":"D4450*'2.Proyecto'!$E$18","v":1.9900000000000001E-2}]
["2014-07-03T09:00:21.995","09:00:00",4402,5.1000000000000004E-4,{"$f":"D4451*'2.Proyecto'!$E$18","v":2.5500000000000002E-2}]
["2014-07-03T10:00:22","10:00:00",4403,5.7899999999999998E-4,{"$f":"D4452*'2.Proyecto'!$E$18","v":2.895E-2}]
["2014-07-03T11:00:22.005","11:00:00",4404,5.8500000000000002E-4,{"$f":"D4453*'2.Proyecto'!$E$18","v":2.9250000000000002E-2}]
["2014-07-03T12:00:22.010","12:00:00",4405,5.5000000000000003E-4,{"$f":"D4454*'2.Proyecto'!$E$18","v":2.75E-2}]
["2014-07-03T13:00:22.015","13:00:00",4406,4.37E-4,{"$f":"D4455*'2.Proyecto'!$E$18","v":2.1850000000000001E-2}]
["2014-07-03T14:00:22.020","14:00:00",4407,2.7900000000000001E-4,{"$f":"D4456*'2.Proyecto'!$E$18","v":1.3950000000000001E-2}]
["2014-07-03T15:00:22.025","15:00:00",4408,1.7299999999999998E-4,{"$f":"D4457*'2.Proyecto'!$E$18","v":8.649999999999998E-3}]
["2014-07-03T16:00:22.030","16:00:00",4409,9.1000000000000003E-5,{"$f":"D4458*'2.Proyecto'!$E$18","v":4.5500000000000002E-3}]
["2014-07-03T17:00:22.035","17:00:00",4410,2.9999999999999997E-5,{"$f":"D4459*'2.Proyecto'!$E$18","v":1.4999999999999998E-3}]
["2014-07-03T18:00:22.040","18:00:00",4411,0,{"$f":"D4460*'2.Proyecto'!$E$18","v":0}]
["2014-07-03T19:00:22.045","19:00:00",4412,0,{"$f":"D4461*'2.Proyecto'!$E$18","v":0}]
["2014-07-03T20:00:22.050","20:00:00",4413,0,{"$f":"D4462*'2.Proyecto'!$E$18","v":0}]
["2014-07-03T21:00:22.055","21:00:00",4414,0,{"$f":"D4463*'2.Proyecto'!$E$18","v":0}]
["2014-07-03T22:00:22.060","22:00:00",4415,0,{"$f":"D4464*'2.Proyecto'!$E$18","v":0}]
["2014-07-03T23:00:22.065","23:00:00",4416,0,{"$f":"D4465*'2.Proyecto'!$E$18","v":0}]
["2014-07-04T00:00:22.070","00:00:00",4417,0,{"$f":"D4466*'2.Proyecto'!$E$18","v":0}]
["2014-07-04T01:00:22.075","01:00:00",4418,0,{"$f":"D4467*'2.Proyecto'!$E$18","v":0}]
["2014-07-04T02:00:22.080","02:00:00",4419,0,{"$f":"D4468*'2.Proyecto'!$E$18","v":0}]
["2014-07-04T03:00:22.085","03:00:00",4420,0,{"$f":"D4469*'2.Proyecto'!$E$18","v":0}]
["2014-07-04T04:00:22.090","04:00:00",4421,0,{"$f":"D4470*'2.Proyecto'!$E$18","v":0}]
["2014-07-04T05:00:22.095","05:00:00",4422,9.9999999999999995E-7,{"$f":"D4471*'2.Proyecto'!$E$18","v":4.9999999999999996E-5}]
["2014-07-04T06:00:22.100","06:00:00",4423,4.2999999999999995E-5,{"$f":"D4472*'2.Proyecto'!$E$18","v":2.1499999999999996E-3}]
["2014-07-04T07:00:22.105","07:00:00",4424,1.26E-4,{"$f":"D4473*'2.Proyecto'!$E$18","v":6.3E-3}]
["2014-07-04T08:00:22.110","08:00:00",4425,2.22E-4,{"$f":"D4474*'2.Proyecto'!$E$18","v":1.11E-2}]
["2014-07-04T09:00:22.115","09:00:00",4426,3.1599999999999998E-4,{"$f":"D4475*'2.Proyecto'!$E$18","v":1.5799999999999998E-2}]
["2014-07-04T10:00:22.120","10:00:00",4427,3.88E-4,{"$f":"D4476*'2.Proyecto'!$E$18","v":1.9400000000000001E-2}]
["2014-07-04T11:00:22.125","11:00:00",4428,4.3599999999999997E-4,{"$f":"D4477*'2.Proyecto'!$E$18","v":2.18E-2}]
["2014-07-04T12:00:22.130","12:00:00",4429,4.4900000000000002E-4,{"$f":"D4478*'2.Proyecto'!$E$18","v":2.2450000000000001E-2}]
["2014-07-04T13:00:22.135","13:00:00",4430,4.1899999999999999E-4,{"$f":"D4479*'2.Proyecto'!$E$18","v":2.095E-2}]
["2014-07-04T14:00:22.140","14:00:00",4431,3.4499999999999998E-4,{"$f":"D4480*'2.Proyecto'!$E$18","v":1.7249999999999998E-2}]
["2014-07-04T15:00:22.145","15:00:00",4432,2.41E-4,{"$f":"D4481*'2.Proyecto'!$E$18","v":1.205E-2}]
["2014-07-04T16:00:22.150","16:00:00",4433,1.26E-4,{"$f":"D4482*'2.Proyecto'!$E$18","v":6.3E-3}]
["2014-07-04T17:00:22.155","17:00:00",4434,5.0000000000000002E-5,{"$f":"D4483*'2.Proyecto'!$E$18","v":2.5000000000000001E-3}]
["2014-07-04T18:00:22.160","18:00:00",4435,9.9999999999999995E-7,{"$f":"D4484*'2.Proyecto'!$E$18","v":4.9999999999999996E-5}]
["2014-07-04T19:00:22.165","19:00:00",4436,0,{"$f":"D4485*'2.Proyecto'!$E$18","v":0}]
["2014-07-04T20:00:22.170","20:00:00",4437,0,{"$f":"D4486*'2.Proyecto'!$E$18","v":0}]
["2014-07-04T21:00:22.175","21:00:00",4438,0,{"$f":"D4487*'2.Proyecto'!$E$18","v":0}]
["2014-07-04T22:00:22.180","22:00:00",4439,0,{"$f":"D4488*'2.Proyecto'!$E$18","v":0}]
["2014-07-04T23:00:22.185","23:00:00",4440,0,{"$f":"D4489*'2.Proyecto'!$E$18","v":0}]
["2014-07-05T00:00:22.190","00:00:00",4441,0,{"$f":"D4490*'2.Proyecto'!$E$18","v":0}]
["2014-07-05T01:00:22.195","01:00:00",4442,0,{"$f":"D4491*'2.Proyecto'!$E$18","v":0}]
["2014-07-05T02:00:22.200","02:00:00",4443,0,{"$f":"D4492*'2.Proyecto'!$E$18","v":0}]
["2014-07-05T03:00:22.205","03:00:00",4444,0,{"$f":"D4493*'2.Proyecto'!$E$18","v":0}]
["2014-07-05T04:00:22.210","04:00:00",4445,0,{"$f":"D4494*'2.Proyecto'!$E$18","v":0}]
["2014-07-05T05:00:22.215","05:00:00",4446,5.0000000000000004E-6,{"$f":"D4495*'2.Proyecto'!$E$18","v":2.5000000000000001E-4}]
["2014-07-05T06:00:22.220","06:00:00",4447,8.7000000000000001E-5,{"$f":"D4496*'2.Proyecto'!$E$18","v":4.3499999999999997E-3}]
["2014-07-05T07:00:22.225","07:00:00",4448,2.0799999999999999E-4,{"$f":"D4497*'2.Proyecto'!$E$18","v":1.04E-2}]
["2014-07-05T08:00:22.230","08:00:00",4449,3.1500000000000001E-4,{"$f":"D4498*'2.Proyecto'!$E$18","v":1.575E-2}]
["2014-07-05T09:00:22.235","09:00:00",4450,4.0999999999999999E-4,{"$f":"D4499*'2.Proyecto'!$E$18","v":2.0500000000000001E-2}]
["2014-07-05T10:00:22.240","10:00:00",4451,4.7099999999999996E-4,{"$f":"D4500*'2.Proyecto'!$E$18","v":2.3549999999999998E-2}]
["2014-07-05T11:00:22.245","11:00:00",4452,5.0500000000000002E-4,{"$f":"D4501*'2.Proyecto'!$E$18","v":2.5250000000000002E-2}]
["2014-07-05T12:00:22.250","12:00:00",4453,5.0799999999999999E-4,{"$f":"D4502*'2.Proyecto'!$E$18","v":2.5399999999999999E-2}]
["2014-07-05T13:00:22.255","13:00:00",4454,4.6300000000000003E-4,{"$f":"D4503*'2.Proyecto'!$E$18","v":2.315E-2}]
["2014-07-05T14:00:22.260","14:00:00",4455,3.6499999999999998E-4,{"$f":"D4504*'2.Proyecto'!$E$18","v":1.8249999999999999E-2}]
["2014-07-05T15:00:22.265","15:00:00",4456,2.52E-4,{"$f":"D4505*'2.Proyecto'!$E$18","v":1.26E-2}]
["2014-07-05T16:00:22.270","16:00:00",4457,1.5300000000000001E-4,{"$f":"D4506*'2.Proyecto'!$E$18","v":7.6500000000000005E-3}]
["2014-07-05T17:00:22.275","17:00:00",4458,5.5000000000000002E-5,{"$f":"D4507*'2.Proyecto'!$E$18","v":2.7500000000000003E-3}]
["2014-07-05T18:00:22.280","18:00:00",4459,1.9999999999999999E-6,{"$f":"D4508*'2.Proyecto'!$E$18","v":9.9999999999999991E-5}]
["2014-07-05T19:00:22.285","19:00:00",4460,0,{"$f":"D4509*'2.Proyecto'!$E$18","v":0}]
["2014-07-05T20:00:22.290","20:00:00",4461,0,{"$f":"D4510*'2.Proyecto'!$E$18","v":0}]
["2014-07-05T21:00:22.295","21:00:00",4462,0,{"$f":"D4511*'2.Proyecto'!$E$18","v":0}]
["2014-07-05T22:00:22.300","22:00:00",4463,0,{"$f":"D4512*'2.Proyecto'!$E$18","v":0}]
["2014-07-05T23:00:22.305","23:00:00",4464,0,{"$f":"D4513*'2.Proyecto'!$E$18","v":0}]
["2014-07-06T00:00:22.310","00:00:00",4465,0,{"$f":"D4514*'2.Proyecto'!$E$18","v":0}]
["2014-07-06T01:00:22.315","01:00:00",4466,0,{"$f":"D4515*'2.Proyecto'!$E$18","v":0}]
["2014-07-06T02:00:22.320","02:00:00",4467,0,{"$f":"D4516*'2.Proyecto'!$E$18","v":0}]
["2014-07-06T03:00:22.325","03:00:00",4468,0,{"$f":"D4517*'2.Proyecto'!$E$18","v":0}]
["2014-07-06T04:00:22.330","04:00:00",4469,0,{"$f":"D4518*'2.Proyecto'!$E$18","v":0}]
["2014-07-06T05:00:22.335","05:00:00",4470,9.9999999999999995E-7,{"$f":"D4519*'2.Proyecto'!$E$18","v":4.9999999999999996E-5}]
["2014-07-06T06:00:22.340","06:00:00",4471,4.2999999999999995E-5,{"$f":"D4520*'2.Proyecto'!$E$18","v":2.1499999999999996E-3}]
["2014-07-06T07:00:22.345","07:00:00",4472,1.06E-4,{"$f":"D4521*'2.Proyecto'!$E$18","v":5.3E-3}]
["2014-07-06T08:00:22.350","08:00:00",4473,1.65E-4,{"$f":"D4522*'2.Proyecto'!$E$18","v":8.2500000000000004E-3}]
["2014-07-06T09:00:22.355","09:00:00",4474,2.4899999999999998E-4,{"$f":"D4523*'2.Proyecto'!$E$18","v":1.2449999999999999E-2}]
["2014-07-06T10:00:22.360","10:00:00",4475,3.5199999999999999E-4,{"$f":"D4524*'2.Proyecto'!$E$18","v":1.7600000000000001E-2}]
["2014-07-06T11:00:22.365","11:00:00",4476,4.4000000000000002E-4,{"$f":"D4525*'2.Proyecto'!$E$18","v":2.2000000000000002E-2}]
["2014-07-06T12:00:22.370","12:00:00",4477,4.75E-4,{"$f":"D4526*'2.Proyecto'!$E$18","v":2.375E-2}]
["2014-07-06T13:00:22.375","13:00:00",4478,4.6200000000000001E-4,{"$f":"D4527*'2.Proyecto'!$E$18","v":2.3099999999999999E-2}]
["2014-07-06T14:00:22.380","14:00:00",4479,4.0400000000000001E-4,{"$f":"D4528*'2.Proyecto'!$E$18","v":2.0199999999999999E-2}]
["2014-07-06T15:00:22.385","15:00:00",4480,3.1500000000000001E-4,{"$f":"D4529*'2.Proyecto'!$E$18","v":1.575E-2}]
["2014-07-06T16:00:22.390","16:00:00",4481,1.8599999999999999E-4,{"$f":"D4530*'2.Proyecto'!$E$18","v":9.2999999999999992E-3}]
["2014-07-06T17:00:22.395","17:00:00",4482,8.4000000000000009E-5,{"$f":"D4531*'2.Proyecto'!$E$18","v":4.2000000000000006E-3}]
["2014-07-06T18:00:22.400","18:00:00",4483,3.0000000000000001E-6,{"$f":"D4532*'2.Proyecto'!$E$18","v":1.5000000000000001E-4}]
["2014-07-06T19:00:22.405","19:00:00",4484,0,{"$f":"D4533*'2.Proyecto'!$E$18","v":0}]
["2014-07-06T20:00:22.410","20:00:00",4485,0,{"$f":"D4534*'2.Proyecto'!$E$18","v":0}]
["2014-07-06T21:00:22.415","21:00:00",4486,0,{"$f":"D4535*'2.Proyecto'!$E$18","v":0}]
["2014-07-06T22:00:22.420","22:00:00",4487,0,{"$f":"D4536*'2.Proyecto'!$E$18","v":0}]
["2014-07-06T23:00:22.425","23:00:00",4488,0,{"$f":"D4537*'2.Proyecto'!$E$18","v":0}]
["2014-07-07T00:00:22.430","00:00:00",4489,0,{"$f":"D4538*'2.Proyecto'!$E$18","v":0}]
["2014-07-07T01:00:22.435","01:00:00",4490,0,{"$f":"D4539*'2.Proyecto'!$E$18","v":0}]
["2014-07-07T02:00:22.440","02:00:00",4491,0,{"$f":"D4540*'2.Proyecto'!$E$18","v":0}]
["2014-07-07T03:00:22.445","03:00:00",4492,0,{"$f":"D4541*'2.Proyecto'!$E$18","v":0}]
["2014-07-07T04:00:22.450","04:00:00",4493,0,{"$f":"D4542*'2.Proyecto'!$E$18","v":0}]
["2014-07-07T05:00:22.455","05:00:00",4494,3.9999999999999998E-6,{"$f":"D4543*'2.Proyecto'!$E$18","v":1.9999999999999998E-4}]
["2014-07-07T06:00:22.460","06:00:00",4495,8.1000000000000004E-5,{"$f":"D4544*'2.Proyecto'!$E$18","v":4.0499999999999998E-3}]
["2014-07-07T07:00:22.465","07:00:00",4496,2.1100000000000001E-4,{"$f":"D4545*'2.Proyecto'!$E$18","v":1.055E-2}]
["2014-07-07T08:00:22.470","08:00:00",4497,3.4599999999999995E-4,{"$f":"D4546*'2.Proyecto'!$E$18","v":1.7299999999999996E-2}]
["2014-07-07T09:00:22.475","09:00:00",4498,4.84E-4,{"$f":"D4547*'2.Proyecto'!$E$18","v":2.4199999999999999E-2}]
["2014-07-07T10:00:22.480","10:00:00",4499,5.8299999999999997E-4,{"$f":"D4548*'2.Proyecto'!$E$18","v":2.9149999999999999E-2}]
["2014-07-07T11:00:22.485","11:00:00",4500,6.4999999999999997E-4,{"$f":"D4549*'2.Proyecto'!$E$18","v":3.2500000000000001E-2}]
["2014-07-07T12:00:22.490","12:00:00",4501,6.4800000000000003E-4,{"$f":"D4550*'2.Proyecto'!$E$18","v":3.2399999999999998E-2}]
["2014-07-07T13:00:22.495","13:00:00",4502,6.0800000000000003E-4,{"$f":"D4551*'2.Proyecto'!$E$18","v":3.0400000000000003E-2}]
["2014-07-07T14:00:22.500","14:00:00",4503,5.2400000000000005E-4,{"$f":"D4552*'2.Proyecto'!$E$18","v":2.6200000000000001E-2}]
["2014-07-07T15:00:22.505","15:00:00",4504,3.97E-4,{"$f":"D4553*'2.Proyecto'!$E$18","v":1.985E-2}]
["2014-07-07T16:00:22.510","16:00:00",4505,2.0699999999999999E-4,{"$f":"D4554*'2.Proyecto'!$E$18","v":1.035E-2}]
["2014-07-07T17:00:22.515","17:00:00",4506,8.0000000000000007E-5,{"$f":"D4555*'2.Proyecto'!$E$18","v":4.0000000000000001E-3}]
["2014-07-07T18:00:22.520","18:00:00",4507,1.9999999999999999E-6,{"$f":"D4556*'2.Proyecto'!$E$18","v":9.9999999999999991E-5}]
["2014-07-07T19:00:22.525","19:00:00",4508,0,{"$f":"D4557*'2.Proyecto'!$E$18","v":0}]
["2014-07-07T20:00:22.530","20:00:00",4509,0,{"$f":"D4558*'2.Proyecto'!$E$18","v":0}]
["2014-07-07T21:00:22.535","21:00:00",4510,0,{"$f":"D4559*'2.Proyecto'!$E$18","v":0}]
["2014-07-07T22:00:22.540","22:00:00",4511,0,{"$f":"D4560*'2.Proyecto'!$E$18","v":0}]
["2014-07-07T23:00:22.545","23:00:00",4512,0,{"$f":"D4561*'2.Proyecto'!$E$18","v":0}]
["2014-07-08T00:00:22.550","00:00:00",4513,0,{"$f":"D4562*'2.Proyecto'!$E$18","v":0}]
["2014-07-08T01:00:22.555","01:00:00",4514,0,{"$f":"D4563*'2.Proyecto'!$E$18","v":0}]
["2014-07-08T02:00:22.560","02:00:00",4515,0,{"$f":"D4564*'2.Proyecto'!$E$18","v":0}]
["2014-07-08T03:00:22.565","03:00:00",4516,0,{"$f":"D4565*'2.Proyecto'!$E$18","v":0}]
["2014-07-08T04:00:22.570","04:00:00",4517,0,{"$f":"D4566*'2.Proyecto'!$E$18","v":0}]
["2014-07-08T05:00:22.575","05:00:00",4518,5.0000000000000004E-6,{"$f":"D4567*'2.Proyecto'!$E$18","v":2.5000000000000001E-4}]
["2014-07-08T06:00:22.580","06:00:00",4519,9.7E-5,{"$f":"D4568*'2.Proyecto'!$E$18","v":4.8500000000000001E-3}]
["2014-07-08T07:00:22.585","07:00:00",4520,2.5599999999999999E-4,{"$f":"D4569*'2.Proyecto'!$E$18","v":1.2799999999999999E-2}]
["2014-07-08T08:00:22.590","08:00:00",4521,4.1399999999999998E-4,{"$f":"D4570*'2.Proyecto'!$E$18","v":2.07E-2}]
["2014-07-08T09:00:22.595","09:00:00",4522,5.2999999999999998E-4,{"$f":"D4571*'2.Proyecto'!$E$18","v":2.6499999999999999E-2}]
["2014-07-08T10:00:22.600","10:00:00",4523,5.8999999999999992E-4,{"$f":"D4572*'2.Proyecto'!$E$18","v":2.9499999999999995E-2}]
["2014-07-08T11:00:22.605","11:00:00",4524,5.8799999999999998E-4,{"$f":"D4573*'2.Proyecto'!$E$18","v":2.9399999999999999E-2}]
["2014-07-08T12:00:22.610","12:00:00",4525,5.5600000000000007E-4,{"$f":"D4574*'2.Proyecto'!$E$18","v":2.7800000000000005E-2}]
["2014-07-08T13:00:22.615","13:00:00",4526,4.7999999999999996E-4,{"$f":"D4575*'2.Proyecto'!$E$18","v":2.3999999999999997E-2}]
["2014-07-08T14:00:22.620","14:00:00",4527,3.8900000000000002E-4,{"$f":"D4576*'2.Proyecto'!$E$18","v":1.9450000000000002E-2}]
["2014-07-08T15:00:22.625","15:00:00",4528,2.8899999999999998E-4,{"$f":"D4577*'2.Proyecto'!$E$18","v":1.4449999999999999E-2}]
["2014-07-08T16:00:22.630","16:00:00",4529,1.8599999999999999E-4,{"$f":"D4578*'2.Proyecto'!$E$18","v":9.2999999999999992E-3}]
["2014-07-08T17:00:22.635","17:00:00",4530,7.7999999999999999E-5,{"$f":"D4579*'2.Proyecto'!$E$18","v":3.8999999999999998E-3}]
["2014-07-08T18:00:22.640","18:00:00",4531,3.0000000000000001E-6,{"$f":"D4580*'2.Proyecto'!$E$18","v":1.5000000000000001E-4}]
["2014-07-08T19:00:22.645","19:00:00",4532,0,{"$f":"D4581*'2.Proyecto'!$E$18","v":0}]
["2014-07-08T20:00:22.650","20:00:00",4533,0,{"$f":"D4582*'2.Proyecto'!$E$18","v":0}]
["2014-07-08T21:00:22.655","21:00:00",4534,0,{"$f":"D4583*'2.Proyecto'!$E$18","v":0}]
["2014-07-08T22:00:22.660","22:00:00",4535,0,{"$f":"D4584*'2.Proyecto'!$E$18","v":0}]
["2014-07-08T23:00:22.665","23:00:00",4536,0,{"$f":"D4585*'2.Proyecto'!$E$18","v":0}]
["2014-07-09T00:00:22.670","00:00:00",4537,0,{"$f":"D4586*'2.Proyecto'!$E$18","v":0}]
["2014-07-09T01:00:22.675","01:00:00",4538,0,{"$f":"D4587*'2.Proyecto'!$E$18","v":0}]
["2014-07-09T02:00:22.680","02:00:00",4539,0,{"$f":"D4588*'2.Proyecto'!$E$18","v":0}]
["2014-07-09T03:00:22.685","03:00:00",4540,0,{"$f":"D4589*'2.Proyecto'!$E$18","v":0}]
["2014-07-09T04:00:22.690","04:00:00",4541,0,{"$f":"D4590*'2.Proyecto'!$E$18","v":0}]
["2014-07-09T05:00:22.695","05:00:00",4542,5.0000000000000004E-6,{"$f":"D4591*'2.Proyecto'!$E$18","v":2.5000000000000001E-4}]
["2014-07-09T06:00:22.700","06:00:00",4543,9.6000000000000002E-5,{"$f":"D4592*'2.Proyecto'!$E$18","v":4.8000000000000004E-3}]
["2014-07-09T07:00:22.705","07:00:00",4544,2.3699999999999999E-4,{"$f":"D4593*'2.Proyecto'!$E$18","v":1.1849999999999999E-2}]
["2014-07-09T08:00:22.710","08:00:00",4545,3.6899999999999997E-4,{"$f":"D4594*'2.Proyecto'!$E$18","v":1.8449999999999998E-2}]
["2014-07-09T09:00:22.715","09:00:00",4546,4.7999999999999996E-4,{"$f":"D4595*'2.Proyecto'!$E$18","v":2.3999999999999997E-2}]
["2014-07-09T10:00:22.720","10:00:00",4547,5.71E-4,{"$f":"D4596*'2.Proyecto'!$E$18","v":2.8549999999999999E-2}]
["2014-07-09T11:00:22.725","11:00:00",4548,6.2E-4,{"$f":"D4597*'2.Proyecto'!$E$18","v":3.1E-2}]
["2014-07-09T12:00:22.730","12:00:00",4549,6.2299999999999996E-4,{"$f":"D4598*'2.Proyecto'!$E$18","v":3.1149999999999997E-2}]
["2014-07-09T13:00:22.735","13:00:00",4550,5.7499999999999999E-4,{"$f":"D4599*'2.Proyecto'!$E$18","v":2.8749999999999998E-2}]
["2014-07-09T14:00:22.740","14:00:00",4551,4.9200000000000003E-4,{"$f":"D4600*'2.Proyecto'!$E$18","v":2.46E-2}]
["2014-07-09T15:00:22.745","15:00:00",4552,3.7800000000000003E-4,{"$f":"D4601*'2.Proyecto'!$E$18","v":1.89E-2}]
["2014-07-09T16:00:22.750","16:00:00",4553,2.3899999999999998E-4,{"$f":"D4602*'2.Proyecto'!$E$18","v":1.1949999999999999E-2}]
["2014-07-09T17:00:22.755","17:00:00",4554,8.599999999999999E-5,{"$f":"D4603*'2.Proyecto'!$E$18","v":4.2999999999999991E-3}]
["2014-07-09T18:00:22.760","18:00:00",4555,3.0000000000000001E-6,{"$f":"D4604*'2.Proyecto'!$E$18","v":1.5000000000000001E-4}]
["2014-07-09T19:00:22.765","19:00:00",4556,0,{"$f":"D4605*'2.Proyecto'!$E$18","v":0}]
["2014-07-09T20:00:22.770","20:00:00",4557,0,{"$f":"D4606*'2.Proyecto'!$E$18","v":0}]
["2014-07-09T21:00:22.775","21:00:00",4558,0,{"$f":"D4607*'2.Proyecto'!$E$18","v":0}]
["2014-07-09T22:00:22.780","22:00:00",4559,0,{"$f":"D4608*'2.Proyecto'!$E$18","v":0}]
["2014-07-09T23:00:22.785","23:00:00",4560,0,{"$f":"D4609*'2.Proyecto'!$E$18","v":0}]
["2014-07-10T00:00:22.790","00:00:00",4561,0,{"$f":"D4610*'2.Proyecto'!$E$18","v":0}]
["2014-07-10T01:00:22.795","01:00:00",4562,0,{"$f":"D4611*'2.Proyecto'!$E$18","v":0}]
["2014-07-10T02:00:22.800","02:00:00",4563,0,{"$f":"D4612*'2.Proyecto'!$E$18","v":0}]
["2014-07-10T03:00:22.805","03:00:00",4564,0,{"$f":"D4613*'2.Proyecto'!$E$18","v":0}]
["2014-07-10T04:00:22.810","04:00:00",4565,0,{"$f":"D4614*'2.Proyecto'!$E$18","v":0}]
["2014-07-10T05:00:22.815","05:00:00",4566,5.0000000000000004E-6,{"$f":"D4615*'2.Proyecto'!$E$18","v":2.5000000000000001E-4}]
["2014-07-10T06:00:22.820","06:00:00",4567,1.01E-4,{"$f":"D4616*'2.Proyecto'!$E$18","v":5.0499999999999998E-3}]
["2014-07-10T07:00:22.825","07:00:00",4568,2.5900000000000001E-4,{"$f":"D4617*'2.Proyecto'!$E$18","v":1.295E-2}]
["2014-07-10T08:00:22.830","08:00:00",4569,4.0999999999999999E-4,{"$f":"D4618*'2.Proyecto'!$E$18","v":2.0500000000000001E-2}]
["2014-07-10T09:00:22.835","09:00:00",4570,5.2999999999999998E-4,{"$f":"D4619*'2.Proyecto'!$E$18","v":2.6499999999999999E-2}]
["2014-07-10T10:00:22.840","10:00:00",4571,6.0599999999999998E-4,{"$f":"D4620*'2.Proyecto'!$E$18","v":3.0300000000000001E-2}]
["2014-07-10T11:00:22.845","11:00:00",4572,6.4000000000000005E-4,{"$f":"D4621*'2.Proyecto'!$E$18","v":3.2000000000000001E-2}]
["2014-07-10T12:00:22.850","12:00:00",4573,6.3600000000000006E-4,{"$f":"D4622*'2.Proyecto'!$E$18","v":3.1800000000000002E-2}]
["2014-07-10T13:00:22.855","13:00:00",4574,5.8900000000000001E-4,{"$f":"D4623*'2.Proyecto'!$E$18","v":2.945E-2}]
["2014-07-10T14:00:22.860","14:00:00",4575,5.0000000000000001E-4,{"$f":"D4624*'2.Proyecto'!$E$18","v":2.5000000000000001E-2}]
["2014-07-10T15:00:22.865","15:00:00",4576,3.5399999999999999E-4,{"$f":"D4625*'2.Proyecto'!$E$18","v":1.77E-2}]
["2014-07-10T16:00:22.870","16:00:00",4577,2.2000000000000001E-4,{"$f":"D4626*'2.Proyecto'!$E$18","v":1.1000000000000001E-2}]
["2014-07-10T17:00:22.875","17:00:00",4578,8.2000000000000001E-5,{"$f":"D4627*'2.Proyecto'!$E$18","v":4.1000000000000003E-3}]
["2014-07-10T18:00:22.880","18:00:00",4579,3.0000000000000001E-6,{"$f":"D4628*'2.Proyecto'!$E$18","v":1.5000000000000001E-4}]
["2014-07-10T19:00:22.885","19:00:00",4580,0,{"$f":"D4629*'2.Proyecto'!$E$18","v":0}]
["2014-07-10T20:00:22.890","20:00:00",4581,0,{"$f":"D4630*'2.Proyecto'!$E$18","v":0}]
["2014-07-10T21:00:22.895","21:00:00",4582,0,{"$f":"D4631*'2.Proyecto'!$E$18","v":0}]
["2014-07-10T22:00:22.900","22:00:00",4583,0,{"$f":"D4632*'2.Proyecto'!$E$18","v":0}]
["2014-07-10T23:00:22.905","23:00:00",4584,0,{"$f":"D4633*'2.Proyecto'!$E$18","v":0}]
["2014-07-11T00:00:22.910","00:00:00",4585,0,{"$f":"D4634*'2.Proyecto'!$E$18","v":0}]
["2014-07-11T01:00:22.915","01:00:00",4586,0,{"$f":"D4635*'2.Proyecto'!$E$18","v":0}]
["2014-07-11T02:00:22.920","02:00:00",4587,0,{"$f":"D4636*'2.Proyecto'!$E$18","v":0}]
["2014-07-11T03:00:22.925","03:00:00",4588,0,{"$f":"D4637*'2.Proyecto'!$E$18","v":0}]
["2014-07-11T04:00:22.930","04:00:00",4589,0,{"$f":"D4638*'2.Proyecto'!$E$18","v":0}]
["2014-07-11T05:00:22.935","05:00:00",4590,3.0000000000000001E-6,{"$f":"D4639*'2.Proyecto'!$E$18","v":1.5000000000000001E-4}]
["2014-07-11T06:00:22.940","06:00:00",4591,7.3999999999999996E-5,{"$f":"D4640*'2.Proyecto'!$E$18","v":3.6999999999999997E-3}]
["2014-07-11T07:00:22.945","07:00:00",4592,1.83E-4,{"$f":"D4641*'2.Proyecto'!$E$18","v":9.1500000000000001E-3}]
["2014-07-11T08:00:22.950","08:00:00",4593,2.8199999999999997E-4,{"$f":"D4642*'2.Proyecto'!$E$18","v":1.4099999999999998E-2}]
["2014-07-11T09:00:22.955","09:00:00",4594,3.9200000000000004E-4,{"$f":"D4643*'2.Proyecto'!$E$18","v":1.9600000000000003E-2}]
["2014-07-11T10:00:22.960","10:00:00",4595,4.17E-4,{"$f":"D4644*'2.Proyecto'!$E$18","v":2.085E-2}]
["2014-07-11T11:00:22.965","11:00:00",4596,4.7099999999999996E-4,{"$f":"D4645*'2.Proyecto'!$E$18","v":2.3549999999999998E-2}]
["2014-07-11T12:00:22.970","12:00:00",4597,5.0199999999999995E-4,{"$f":"D4646*'2.Proyecto'!$E$18","v":2.5099999999999997E-2}]
["2014-07-11T13:00:22.975","13:00:00",4598,4.9399999999999997E-4,{"$f":"D4647*'2.Proyecto'!$E$18","v":2.47E-2}]
["2014-07-11T14:00:22.980","14:00:00",4599,4.3899999999999999E-4,{"$f":"D4648*'2.Proyecto'!$E$18","v":2.1950000000000001E-2}]
["2014-07-11T15:00:22.985","15:00:00",4600,3.4499999999999998E-4,{"$f":"D4649*'2.Proyecto'!$E$18","v":1.7249999999999998E-2}]
["2014-07-11T16:00:22.990","16:00:00",4601,2.24E-4,{"$f":"D4650*'2.Proyecto'!$E$18","v":1.12E-2}]
["2014-07-11T17:00:22.995","17:00:00",4602,8.8999999999999995E-5,{"$f":"D4651*'2.Proyecto'!$E$18","v":4.45E-3}]
["2014-07-11T18:00:23","18:00:00",4603,3.0000000000000001E-6,{"$f":"D4652*'2.Proyecto'!$E$18","v":1.5000000000000001E-4}]
["2014-07-11T19:00:23.005","19:00:00",4604,0,{"$f":"D4653*'2.Proyecto'!$E$18","v":0}]
["2014-07-11T20:00:23.010","20:00:00",4605,0,{"$f":"D4654*'2.Proyecto'!$E$18","v":0}]
["2014-07-11T21:00:23.015","21:00:00",4606,0,{"$f":"D4655*'2.Proyecto'!$E$18","v":0}]
["2014-07-11T22:00:23.020","22:00:00",4607,0,{"$f":"D4656*'2.Proyecto'!$E$18","v":0}]
["2014-07-11T23:00:23.025","23:00:00",4608,0,{"$f":"D4657*'2.Proyecto'!$E$18","v":0}]
["2014-07-12T00:00:23.030","00:00:00",4609,0,{"$f":"D4658*'2.Proyecto'!$E$18","v":0}]
["2014-07-12T01:00:23.035","01:00:00",4610,0,{"$f":"D4659*'2.Proyecto'!$E$18","v":0}]
["2014-07-12T02:00:23.040","02:00:00",4611,0,{"$f":"D4660*'2.Proyecto'!$E$18","v":0}]
["2014-07-12T03:00:23.045","03:00:00",4612,0,{"$f":"D4661*'2.Proyecto'!$E$18","v":0}]
["2014-07-12T04:00:23.050","04:00:00",4613,0,{"$f":"D4662*'2.Proyecto'!$E$18","v":0}]
["2014-07-12T05:00:23.055","05:00:00",4614,3.9999999999999998E-6,{"$f":"D4663*'2.Proyecto'!$E$18","v":1.9999999999999998E-4}]
["2014-07-12T06:00:23.060","06:00:00",4615,7.8999999999999996E-5,{"$f":"D4664*'2.Proyecto'!$E$18","v":3.9499999999999995E-3}]
["2014-07-12T07:00:23.065","07:00:00",4616,1.8200000000000001E-4,{"$f":"D4665*'2.Proyecto'!$E$18","v":9.1000000000000004E-3}]
["2014-07-12T08:00:23.070","08:00:00",4617,2.63E-4,{"$f":"D4666*'2.Proyecto'!$E$18","v":1.315E-2}]
["2014-07-12T09:00:23.075","09:00:00",4618,3.1800000000000003E-4,{"$f":"D4667*'2.Proyecto'!$E$18","v":1.5900000000000001E-2}]
["2014-07-12T10:00:23.080","10:00:00",4619,3.6600000000000001E-4,{"$f":"D4668*'2.Proyecto'!$E$18","v":1.83E-2}]
["2014-07-12T11:00:23.085","11:00:00",4620,4.0200000000000001E-4,{"$f":"D4669*'2.Proyecto'!$E$18","v":2.01E-2}]
["2014-07-12T12:00:23.090","12:00:00",4621,4.3599999999999997E-4,{"$f":"D4670*'2.Proyecto'!$E$18","v":2.18E-2}]
["2014-07-12T13:00:23.095","13:00:00",4622,4.3100000000000001E-4,{"$f":"D4671*'2.Proyecto'!$E$18","v":2.155E-2}]
["2014-07-12T14:00:23.100","14:00:00",4623,3.86E-4,{"$f":"D4672*'2.Proyecto'!$E$18","v":1.9300000000000001E-2}]
["2014-07-12T15:00:23.105","15:00:00",4624,3.1300000000000002E-4,{"$f":"D4673*'2.Proyecto'!$E$18","v":1.5650000000000001E-2}]
["2014-07-12T16:00:23.110","16:00:00",4625,1.93E-4,{"$f":"D4674*'2.Proyecto'!$E$18","v":9.6500000000000006E-3}]
["2014-07-12T17:00:23.115","17:00:00",4626,7.7000000000000001E-5,{"$f":"D4675*'2.Proyecto'!$E$18","v":3.8500000000000001E-3}]
["2014-07-12T18:00:23.120","18:00:00",4627,1.9999999999999999E-6,{"$f":"D4676*'2.Proyecto'!$E$18","v":9.9999999999999991E-5}]
["2014-07-12T19:00:23.125","19:00:00",4628,0,{"$f":"D4677*'2.Proyecto'!$E$18","v":0}]
["2014-07-12T20:00:23.130","20:00:00",4629,0,{"$f":"D4678*'2.Proyecto'!$E$18","v":0}]
["2014-07-12T21:00:23.135","21:00:00",4630,0,{"$f":"D4679*'2.Proyecto'!$E$18","v":0}]
["2014-07-12T22:00:23.140","22:00:00",4631,0,{"$f":"D4680*'2.Proyecto'!$E$18","v":0}]
["2014-07-12T23:00:23.145","23:00:00",4632,0,{"$f":"D4681*'2.Proyecto'!$E$18","v":0}]
["2014-07-13T00:00:23.150","00:00:00",4633,0,{"$f":"D4682*'2.Proyecto'!$E$18","v":0}]
["2014-07-13T01:00:23.155","01:00:00",4634,0,{"$f":"D4683*'2.Proyecto'!$E$18","v":0}]
["2014-07-13T02:00:23.160","02:00:00",4635,0,{"$f":"D4684*'2.Proyecto'!$E$18","v":0}]
["2014-07-13T03:00:23.165","03:00:00",4636,0,{"$f":"D4685*'2.Proyecto'!$E$18","v":0}]
["2014-07-13T04:00:23.170","04:00:00",4637,0,{"$f":"D4686*'2.Proyecto'!$E$18","v":0}]
["2014-07-13T05:00:23.175","05:00:00",4638,1.9999999999999999E-6,{"$f":"D4687*'2.Proyecto'!$E$18","v":9.9999999999999991E-5}]
["2014-07-13T06:00:23.180","06:00:00",4639,7.1999999999999988E-5,{"$f":"D4688*'2.Proyecto'!$E$18","v":3.5999999999999995E-3}]
["2014-07-13T07:00:23.185","07:00:00",4640,1.8699999999999999E-4,{"$f":"D4689*'2.Proyecto'!$E$18","v":9.3499999999999989E-3}]
["2014-07-13T08:00:23.190","08:00:00",4641,3.1599999999999998E-4,{"$f":"D4690*'2.Proyecto'!$E$18","v":1.5799999999999998E-2}]
["2014-07-13T09:00:23.195","09:00:00",4642,4.3100000000000001E-4,{"$f":"D4691*'2.Proyecto'!$E$18","v":2.155E-2}]
["2014-07-13T10:00:23.200","10:00:00",4643,5.1699999999999999E-4,{"$f":"D4692*'2.Proyecto'!$E$18","v":2.5849999999999998E-2}]
["2014-07-13T11:00:23.205","11:00:00",4644,5.669999999999999E-4,{"$f":"D4693*'2.Proyecto'!$E$18","v":2.8349999999999997E-2}]
["2014-07-13T12:00:23.210","12:00:00",4645,5.6799999999999993E-4,{"$f":"D4694*'2.Proyecto'!$E$18","v":2.8399999999999995E-2}]
["2014-07-13T13:00:23.215","13:00:00",4646,5.2800000000000004E-4,{"$f":"D4695*'2.Proyecto'!$E$18","v":2.6400000000000003E-2}]
["2014-07-13T14:00:23.220","14:00:00",4647,4.4700000000000002E-4,{"$f":"D4696*'2.Proyecto'!$E$18","v":2.2350000000000002E-2}]
["2014-07-13T15:00:23.225","15:00:00",4648,3.2400000000000001E-4,{"$f":"D4697*'2.Proyecto'!$E$18","v":1.6199999999999999E-2}]
["2014-07-13T16:00:23.230","16:00:00",4649,2.12E-4,{"$f":"D4698*'2.Proyecto'!$E$18","v":1.06E-2}]
["2014-07-13T17:00:23.235","17:00:00",4650,8.7000000000000001E-5,{"$f":"D4699*'2.Proyecto'!$E$18","v":4.3499999999999997E-3}]
["2014-07-13T18:00:23.240","18:00:00",4651,3.0000000000000001E-6,{"$f":"D4700*'2.Proyecto'!$E$18","v":1.5000000000000001E-4}]
["2014-07-13T19:00:23.245","19:00:00",4652,0,{"$f":"D4701*'2.Proyecto'!$E$18","v":0}]
["2014-07-13T20:00:23.250","20:00:00",4653,0,{"$f":"D4702*'2.Proyecto'!$E$18","v":0}]
["2014-07-13T21:00:23.255","21:00:00",4654,0,{"$f":"D4703*'2.Proyecto'!$E$18","v":0}]
["2014-07-13T22:00:23.260","22:00:00",4655,0,{"$f":"D4704*'2.Proyecto'!$E$18","v":0}]
["2014-07-13T23:00:23.265","23:00:00",4656,0,{"$f":"D4705*'2.Proyecto'!$E$18","v":0}]
["2014-07-14T00:00:23.270","00:00:00",4657,0,{"$f":"D4706*'2.Proyecto'!$E$18","v":0}]
["2014-07-14T01:00:23.275","01:00:00",4658,0,{"$f":"D4707*'2.Proyecto'!$E$18","v":0}]
["2014-07-14T02:00:23.280","02:00:00",4659,0,{"$f":"D4708*'2.Proyecto'!$E$18","v":0}]
["2014-07-14T03:00:23.285","03:00:00",4660,0,{"$f":"D4709*'2.Proyecto'!$E$18","v":0}]
["2014-07-14T04:00:23.290","04:00:00",4661,0,{"$f":"D4710*'2.Proyecto'!$E$18","v":0}]
["2014-07-14T05:00:23.295","05:00:00",4662,1.9999999999999999E-6,{"$f":"D4711*'2.Proyecto'!$E$18","v":9.9999999999999991E-5}]
["2014-07-14T06:00:23.300","06:00:00",4663,6.7000000000000002E-5,{"$f":"D4712*'2.Proyecto'!$E$18","v":3.3500000000000001E-3}]
["2014-07-14T07:00:23.305","07:00:00",4664,1.75E-4,{"$f":"D4713*'2.Proyecto'!$E$18","v":8.7499999999999991E-3}]
["2014-07-14T08:00:23.310","08:00:00",4665,2.9999999999999997E-4,{"$f":"D4714*'2.Proyecto'!$E$18","v":1.4999999999999999E-2}]
["2014-07-14T09:00:23.315","09:00:00",4666,4.4099999999999999E-4,{"$f":"D4715*'2.Proyecto'!$E$18","v":2.205E-2}]
["2014-07-14T10:00:23.320","10:00:00",4667,5.4000000000000001E-4,{"$f":"D4716*'2.Proyecto'!$E$18","v":2.7E-2}]
["2014-07-14T11:00:23.325","11:00:00",4668,5.8399999999999999E-4,{"$f":"D4717*'2.Proyecto'!$E$18","v":2.92E-2}]
["2014-07-14T12:00:23.330","12:00:00",4669,5.8900000000000001E-4,{"$f":"D4718*'2.Proyecto'!$E$18","v":2.945E-2}]
["2014-07-14T13:00:23.335","13:00:00",4670,5.5700000000000009E-4,{"$f":"D4719*'2.Proyecto'!$E$18","v":2.7850000000000003E-2}]
["2014-07-14T14:00:23.340","14:00:00",4671,4.75E-4,{"$f":"D4720*'2.Proyecto'!$E$18","v":2.375E-2}]
["2014-07-14T15:00:23.345","15:00:00",4672,3.4200000000000002E-4,{"$f":"D4721*'2.Proyecto'!$E$18","v":1.7100000000000001E-2}]
["2014-07-14T16:00:23.350","16:00:00",4673,1.94E-4,{"$f":"D4722*'2.Proyecto'!$E$18","v":9.7000000000000003E-3}]
["2014-07-14T17:00:23.355","17:00:00",4674,7.3999999999999996E-5,{"$f":"D4723*'2.Proyecto'!$E$18","v":3.6999999999999997E-3}]
["2014-07-14T18:00:23.360","18:00:00",4675,1.9999999999999999E-6,{"$f":"D4724*'2.Proyecto'!$E$18","v":9.9999999999999991E-5}]
["2014-07-14T19:00:23.365","19:00:00",4676,0,{"$f":"D4725*'2.Proyecto'!$E$18","v":0}]
["2014-07-14T20:00:23.370","20:00:00",4677,0,{"$f":"D4726*'2.Proyecto'!$E$18","v":0}]
["2014-07-14T21:00:23.375","21:00:00",4678,0,{"$f":"D4727*'2.Proyecto'!$E$18","v":0}]
["2014-07-14T22:00:23.380","22:00:00",4679,0,{"$f":"D4728*'2.Proyecto'!$E$18","v":0}]
["2014-07-14T23:00:23.385","23:00:00",4680,0,{"$f":"D4729*'2.Proyecto'!$E$18","v":0}]
["2014-07-15T00:00:23.390","00:00:00",4681,0,{"$f":"D4730*'2.Proyecto'!$E$18","v":0}]
["2014-07-15T01:00:23.395","01:00:00",4682,0,{"$f":"D4731*'2.Proyecto'!$E$18","v":0}]
["2014-07-15T02:00:23.400","02:00:00",4683,0,{"$f":"D4732*'2.Proyecto'!$E$18","v":0}]
["2014-07-15T03:00:23.405","03:00:00",4684,0,{"$f":"D4733*'2.Proyecto'!$E$18","v":0}]
["2014-07-15T04:00:23.410","04:00:00",4685,0,{"$f":"D4734*'2.Proyecto'!$E$18","v":0}]
["2014-07-15T05:00:23.415","05:00:00",4686,3.0000000000000001E-6,{"$f":"D4735*'2.Proyecto'!$E$18","v":1.5000000000000001E-4}]
["2014-07-15T06:00:23.420","06:00:00",4687,7.7999999999999999E-5,{"$f":"D4736*'2.Proyecto'!$E$18","v":3.8999999999999998E-3}]
["2014-07-15T07:00:23.425","07:00:00",4688,2.14E-4,{"$f":"D4737*'2.Proyecto'!$E$18","v":1.0699999999999999E-2}]
["2014-07-15T08:00:23.430","08:00:00",4689,3.48E-4,{"$f":"D4738*'2.Proyecto'!$E$18","v":1.7399999999999999E-2}]
["2014-07-15T09:00:23.435","09:00:00",4690,4.6500000000000003E-4,{"$f":"D4739*'2.Proyecto'!$E$18","v":2.325E-2}]
["2014-07-15T10:00:23.440","10:00:00",4691,5.5400000000000002E-4,{"$f":"D4740*'2.Proyecto'!$E$18","v":2.7700000000000002E-2}]
["2014-07-15T11:00:23.445","11:00:00",4692,5.9999999999999995E-4,{"$f":"D4741*'2.Proyecto'!$E$18","v":0.03}]
["2014-07-15T12:00:23.450","12:00:00",4693,5.7899999999999998E-4,{"$f":"D4742*'2.Proyecto'!$E$18","v":2.895E-2}]
["2014-07-15T13:00:23.455","13:00:00",4694,5.0299999999999997E-4,{"$f":"D4743*'2.Proyecto'!$E$18","v":2.5149999999999999E-2}]
["2014-07-15T14:00:23.460","14:00:00",4695,4.17E-4,{"$f":"D4744*'2.Proyecto'!$E$18","v":2.085E-2}]
["2014-07-15T15:00:23.465","15:00:00",4696,3.1399999999999999E-4,{"$f":"D4745*'2.Proyecto'!$E$18","v":1.5699999999999999E-2}]
["2014-07-15T16:00:23.470","16:00:00",4697,2.0000000000000001E-4,{"$f":"D4746*'2.Proyecto'!$E$18","v":0.01}]
["2014-07-15T17:00:23.475","17:00:00",4698,7.8999999999999996E-5,{"$f":"D4747*'2.Proyecto'!$E$18","v":3.9499999999999995E-3}]
["2014-07-15T18:00:23.480","18:00:00",4699,3.0000000000000001E-6,{"$f":"D4748*'2.Proyecto'!$E$18","v":1.5000000000000001E-4}]
["2014-07-15T19:00:23.485","19:00:00",4700,0,{"$f":"D4749*'2.Proyecto'!$E$18","v":0}]
["2014-07-15T20:00:23.490","20:00:00",4701,0,{"$f":"D4750*'2.Proyecto'!$E$18","v":0}]
["2014-07-15T21:00:23.495","21:00:00",4702,0,{"$f":"D4751*'2.Proyecto'!$E$18","v":0}]
["2014-07-15T22:00:23.500","22:00:00",4703,0,{"$f":"D4752*'2.Proyecto'!$E$18","v":0}]
["2014-07-15T23:00:23.505","23:00:00",4704,0,{"$f":"D4753*'2.Proyecto'!$E$18","v":0}]
["2014-07-16T00:00:23.510","00:00:00",4705,0,{"$f":"D4754*'2.Proyecto'!$E$18","v":0}]
["2014-07-16T01:00:23.515","01:00:00",4706,0,{"$f":"D4755*'2.Proyecto'!$E$18","v":0}]
["2014-07-16T02:00:23.520","02:00:00",4707,0,{"$f":"D4756*'2.Proyecto'!$E$18","v":0}]
["2014-07-16T03:00:23.525","03:00:00",4708,0,{"$f":"D4757*'2.Proyecto'!$E$18","v":0}]
["2014-07-16T04:00:23.530","04:00:00",4709,0,{"$f":"D4758*'2.Proyecto'!$E$18","v":0}]
["2014-07-16T05:00:23.535","05:00:00",4710,3.0000000000000001E-6,{"$f":"D4759*'2.Proyecto'!$E$18","v":1.5000000000000001E-4}]
["2014-07-16T06:00:23.540","06:00:00",4711,7.8999999999999996E-5,{"$f":"D4760*'2.Proyecto'!$E$18","v":3.9499999999999995E-3}]
["2014-07-16T07:00:23.545","07:00:00",4712,2.0799999999999999E-4,{"$f":"D4761*'2.Proyecto'!$E$18","v":1.04E-2}]
["2014-07-16T08:00:23.550","08:00:00",4713,3.2000000000000003E-4,{"$f":"D4762*'2.Proyecto'!$E$18","v":1.6E-2}]
["2014-07-16T09:00:23.555","09:00:00",4714,4.1299999999999996E-4,{"$f":"D4763*'2.Proyecto'!$E$18","v":2.0649999999999998E-2}]
["2014-07-16T10:00:23.560","10:00:00",4715,4.9200000000000003E-4,{"$f":"D4764*'2.Proyecto'!$E$18","v":2.46E-2}]
["2014-07-16T11:00:23.565","11:00:00",4716,5.4000000000000001E-4,{"$f":"D4765*'2.Proyecto'!$E$18","v":2.7E-2}]
["2014-07-16T12:00:23.570","12:00:00",4717,5.4900000000000001E-4,{"$f":"D4766*'2.Proyecto'!$E$18","v":2.7450000000000002E-2}]
["2014-07-16T13:00:23.575","13:00:00",4718,5.1699999999999999E-4,{"$f":"D4767*'2.Proyecto'!$E$18","v":2.5849999999999998E-2}]
["2014-07-16T14:00:23.580","14:00:00",4719,4.3100000000000001E-4,{"$f":"D4768*'2.Proyecto'!$E$18","v":2.155E-2}]
["2014-07-16T15:00:23.585","15:00:00",4720,2.9399999999999999E-4,{"$f":"D4769*'2.Proyecto'!$E$18","v":1.47E-2}]
["2014-07-16T16:00:23.590","16:00:00",4721,1.6000000000000001E-4,{"$f":"D4770*'2.Proyecto'!$E$18","v":8.0000000000000002E-3}]
["2014-07-16T17:00:23.595","17:00:00",4722,5.3999999999999998E-5,{"$f":"D4771*'2.Proyecto'!$E$18","v":2.6999999999999997E-3}]
["2014-07-16T18:00:23.600","18:00:00",4723,9.9999999999999995E-7,{"$f":"D4772*'2.Proyecto'!$E$18","v":4.9999999999999996E-5}]
["2014-07-16T19:00:23.605","19:00:00",4724,0,{"$f":"D4773*'2.Proyecto'!$E$18","v":0}]
["2014-07-16T20:00:23.610","20:00:00",4725,0,{"$f":"D4774*'2.Proyecto'!$E$18","v":0}]
["2014-07-16T21:00:23.615","21:00:00",4726,0,{"$f":"D4775*'2.Proyecto'!$E$18","v":0}]
["2014-07-16T22:00:23.620","22:00:00",4727,0,{"$f":"D4776*'2.Proyecto'!$E$18","v":0}]
["2014-07-16T23:00:23.625","23:00:00",4728,0,{"$f":"D4777*'2.Proyecto'!$E$18","v":0}]
["2014-07-17T00:00:23.630","00:00:00",4729,0,{"$f":"D4778*'2.Proyecto'!$E$18","v":0}]
["2014-07-17T01:00:23.635","01:00:00",4730,0,{"$f":"D4779*'2.Proyecto'!$E$18","v":0}]
["2014-07-17T02:00:23.640","02:00:00",4731,0,{"$f":"D4780*'2.Proyecto'!$E$18","v":0}]
["2014-07-17T03:00:23.645","03:00:00",4732,0,{"$f":"D4781*'2.Proyecto'!$E$18","v":0}]
["2014-07-17T04:00:23.650","04:00:00",4733,0,{"$f":"D4782*'2.Proyecto'!$E$18","v":0}]
["2014-07-17T05:00:23.655","05:00:00",4734,3.0000000000000001E-6,{"$f":"D4783*'2.Proyecto'!$E$18","v":1.5000000000000001E-4}]
["2014-07-17T06:00:23.660","06:00:00",4735,8.1000000000000004E-5,{"$f":"D4784*'2.Proyecto'!$E$18","v":4.0499999999999998E-3}]
["2014-07-17T07:00:23.665","07:00:00",4736,2.0799999999999999E-4,{"$f":"D4785*'2.Proyecto'!$E$18","v":1.04E-2}]
["2014-07-17T08:00:23.670","08:00:00",4737,3.5199999999999999E-4,{"$f":"D4786*'2.Proyecto'!$E$18","v":1.7600000000000001E-2}]
["2014-07-17T09:00:23.675","09:00:00",4738,4.6899999999999996E-4,{"$f":"D4787*'2.Proyecto'!$E$18","v":2.3449999999999999E-2}]
["2014-07-17T10:00:23.680","10:00:00",4739,5.6100000000000008E-4,{"$f":"D4788*'2.Proyecto'!$E$18","v":2.8050000000000005E-2}]
["2014-07-17T11:00:23.685","11:00:00",4740,6.1299999999999994E-4,{"$f":"D4789*'2.Proyecto'!$E$18","v":3.0649999999999997E-2}]
["2014-07-17T12:00:23.690","12:00:00",4741,6.1899999999999998E-4,{"$f":"D4790*'2.Proyecto'!$E$18","v":3.0949999999999998E-2}]
["2014-07-17T13:00:23.695","13:00:00",4742,5.7299999999999994E-4,{"$f":"D4791*'2.Proyecto'!$E$18","v":2.8649999999999998E-2}]
["2014-07-17T14:00:23.700","14:00:00",4743,4.7899999999999999E-4,{"$f":"D4792*'2.Proyecto'!$E$18","v":2.3949999999999999E-2}]
["2014-07-17T15:00:23.705","15:00:00",4744,3.5E-4,{"$f":"D4793*'2.Proyecto'!$E$18","v":1.7499999999999998E-2}]
["2014-07-17T16:00:23.710","16:00:00",4745,2.12E-4,{"$f":"D4794*'2.Proyecto'!$E$18","v":1.06E-2}]
["2014-07-17T17:00:23.715","17:00:00",4746,8.0000000000000007E-5,{"$f":"D4795*'2.Proyecto'!$E$18","v":4.0000000000000001E-3}]
["2014-07-17T18:00:23.720","18:00:00",4747,1.9999999999999999E-6,{"$f":"D4796*'2.Proyecto'!$E$18","v":9.9999999999999991E-5}]
["2014-07-17T19:00:23.725","19:00:00",4748,0,{"$f":"D4797*'2.Proyecto'!$E$18","v":0}]
["2014-07-17T20:00:23.730","20:00:00",4749,0,{"$f":"D4798*'2.Proyecto'!$E$18","v":0}]
["2014-07-17T21:00:23.735","21:00:00",4750,0,{"$f":"D4799*'2.Proyecto'!$E$18","v":0}]
["2014-07-17T22:00:23.740","22:00:00",4751,0,{"$f":"D4800*'2.Proyecto'!$E$18","v":0}]
["2014-07-17T23:00:23.745","23:00:00",4752,0,{"$f":"D4801*'2.Proyecto'!$E$18","v":0}]
["2014-07-18T00:00:23.750","00:00:00",4753,0,{"$f":"D4802*'2.Proyecto'!$E$18","v":0}]
["2014-07-18T01:00:23.755","01:00:00",4754,0,{"$f":"D4803*'2.Proyecto'!$E$18","v":0}]
["2014-07-18T02:00:23.760","02:00:00",4755,0,{"$f":"D4804*'2.Proyecto'!$E$18","v":0}]
["2014-07-18T03:00:23.765","03:00:00",4756,0,{"$f":"D4805*'2.Proyecto'!$E$18","v":0}]
["2014-07-18T04:00:23.770","04:00:00",4757,0,{"$f":"D4806*'2.Proyecto'!$E$18","v":0}]
["2014-07-18T05:00:23.775","05:00:00",4758,3.9999999999999998E-6,{"$f":"D4807*'2.Proyecto'!$E$18","v":1.9999999999999998E-4}]
["2014-07-18T06:00:23.780","06:00:00",4759,9.3999999999999994E-5,{"$f":"D4808*'2.Proyecto'!$E$18","v":4.6999999999999993E-3}]
["2014-07-18T07:00:23.785","07:00:00",4760,2.3799999999999998E-4,{"$f":"D4809*'2.Proyecto'!$E$18","v":1.1899999999999999E-2}]
["2014-07-18T08:00:23.790","08:00:00",4761,3.7599999999999998E-4,{"$f":"D4810*'2.Proyecto'!$E$18","v":1.8799999999999997E-2}]
["2014-07-18T09:00:23.795","09:00:00",4762,5.0000000000000001E-4,{"$f":"D4811*'2.Proyecto'!$E$18","v":2.5000000000000001E-2}]
["2014-07-18T10:00:23.800","10:00:00",4763,5.8399999999999999E-4,{"$f":"D4812*'2.Proyecto'!$E$18","v":2.92E-2}]
["2014-07-18T11:00:23.805","11:00:00",4764,6.1600000000000001E-4,{"$f":"D4813*'2.Proyecto'!$E$18","v":3.0800000000000001E-2}]
["2014-07-18T12:00:23.810","12:00:00",4765,5.8E-4,{"$f":"D4814*'2.Proyecto'!$E$18","v":2.9000000000000001E-2}]
["2014-07-18T13:00:23.815","13:00:00",4766,5.31E-4,{"$f":"D4815*'2.Proyecto'!$E$18","v":2.6550000000000001E-2}]
["2014-07-18T14:00:23.820","14:00:00",4767,4.46E-4,{"$f":"D4816*'2.Proyecto'!$E$18","v":2.23E-2}]
["2014-07-18T15:00:23.825","15:00:00",4768,3.3300000000000002E-4,{"$f":"D4817*'2.Proyecto'!$E$18","v":1.6650000000000002E-2}]
["2014-07-18T16:00:23.830","16:00:00",4769,2.0899999999999998E-4,{"$f":"D4818*'2.Proyecto'!$E$18","v":1.0449999999999999E-2}]
["2014-07-18T17:00:23.835","17:00:00",4770,8.2999999999999998E-5,{"$f":"D4819*'2.Proyecto'!$E$18","v":4.15E-3}]
["2014-07-18T18:00:23.840","18:00:00",4771,1.9999999999999999E-6,{"$f":"D4820*'2.Proyecto'!$E$18","v":9.9999999999999991E-5}]
["2014-07-18T19:00:23.845","19:00:00",4772,0,{"$f":"D4821*'2.Proyecto'!$E$18","v":0}]
["2014-07-18T20:00:23.850","20:00:00",4773,0,{"$f":"D4822*'2.Proyecto'!$E$18","v":0}]
["2014-07-18T21:00:23.855","21:00:00",4774,0,{"$f":"D4823*'2.Proyecto'!$E$18","v":0}]
["2014-07-18T22:00:23.860","22:00:00",4775,0,{"$f":"D4824*'2.Proyecto'!$E$18","v":0}]
["2014-07-18T23:00:23.865","23:00:00",4776,0,{"$f":"D4825*'2.Proyecto'!$E$18","v":0}]
["2014-07-19T00:00:23.870","00:00:00",4777,0,{"$f":"D4826*'2.Proyecto'!$E$18","v":0}]
["2014-07-19T01:00:23.875","01:00:00",4778,0,{"$f":"D4827*'2.Proyecto'!$E$18","v":0}]
["2014-07-19T02:00:23.880","02:00:00",4779,0,{"$f":"D4828*'2.Proyecto'!$E$18","v":0}]
["2014-07-19T03:00:23.885","03:00:00",4780,0,{"$f":"D4829*'2.Proyecto'!$E$18","v":0}]
["2014-07-19T04:00:23.890","04:00:00",4781,0,{"$f":"D4830*'2.Proyecto'!$E$18","v":0}]
["2014-07-19T05:00:23.895","05:00:00",4782,3.9999999999999998E-6,{"$f":"D4831*'2.Proyecto'!$E$18","v":1.9999999999999998E-4}]
["2014-07-19T06:00:23.900","06:00:00",4783,9.2E-5,{"$f":"D4832*'2.Proyecto'!$E$18","v":4.5999999999999999E-3}]
["2014-07-19T07:00:23.905","07:00:00",4784,2.31E-4,{"$f":"D4833*'2.Proyecto'!$E$18","v":1.155E-2}]
["2014-07-19T08:00:23.910","08:00:00",4785,3.5799999999999997E-4,{"$f":"D4834*'2.Proyecto'!$E$18","v":1.7899999999999999E-2}]
["2014-07-19T09:00:23.915","09:00:00",4786,4.8699999999999997E-4,{"$f":"D4835*'2.Proyecto'!$E$18","v":2.4349999999999997E-2}]
["2014-07-19T10:00:23.920","10:00:00",4787,5.8399999999999999E-4,{"$f":"D4836*'2.Proyecto'!$E$18","v":2.92E-2}]
["2014-07-19T11:00:23.925","11:00:00",4788,6.3299999999999999E-4,{"$f":"D4837*'2.Proyecto'!$E$18","v":3.1649999999999998E-2}]
["2014-07-19T12:00:23.930","12:00:00",4789,6.3100000000000005E-4,{"$f":"D4838*'2.Proyecto'!$E$18","v":3.1550000000000002E-2}]
["2014-07-19T13:00:23.935","13:00:00",4790,5.8699999999999996E-4,{"$f":"D4839*'2.Proyecto'!$E$18","v":2.9349999999999998E-2}]
["2014-07-19T14:00:23.940","14:00:00",4791,5.0500000000000002E-4,{"$f":"D4840*'2.Proyecto'!$E$18","v":2.5250000000000002E-2}]
["2014-07-19T15:00:23.945","15:00:00",4792,3.8500000000000003E-4,{"$f":"D4841*'2.Proyecto'!$E$18","v":1.9250000000000003E-2}]
["2014-07-19T16:00:23.950","16:00:00",4793,2.3899999999999998E-4,{"$f":"D4842*'2.Proyecto'!$E$18","v":1.1949999999999999E-2}]
["2014-07-19T17:00:23.955","17:00:00",4794,8.5000000000000006E-5,{"$f":"D4843*'2.Proyecto'!$E$18","v":4.2500000000000003E-3}]
["2014-07-19T18:00:23.960","18:00:00",4795,1.9999999999999999E-6,{"$f":"D4844*'2.Proyecto'!$E$18","v":9.9999999999999991E-5}]
["2014-07-19T19:00:23.965","19:00:00",4796,0,{"$f":"D4845*'2.Proyecto'!$E$18","v":0}]
["2014-07-19T20:00:23.970","20:00:00",4797,0,{"$f":"D4846*'2.Proyecto'!$E$18","v":0}]
["2014-07-19T21:00:23.975","21:00:00",4798,0,{"$f":"D4847*'2.Proyecto'!$E$18","v":0}]
["2014-07-19T22:00:23.980","22:00:00",4799,0,{"$f":"D4848*'2.Proyecto'!$E$18","v":0}]
["2014-07-19T23:00:23.985","23:00:00",4800,0,{"$f":"D4849*'2.Proyecto'!$E$18","v":0}]
["2014-07-20T00:00:23.990","00:00:00",4801,0,{"$f":"D4850*'2.Proyecto'!$E$18","v":0}]
["2014-07-20T01:00:23.995","01:00:00",4802,0,{"$f":"D4851*'2.Proyecto'!$E$18","v":0}]
["2014-07-20T02:00:24","02:00:00",4803,0,{"$f":"D4852*'2.Proyecto'!$E$18","v":0}]
["2014-07-20T03:00:24.005","03:00:00",4804,0,{"$f":"D4853*'2.Proyecto'!$E$18","v":0}]
["2014-07-20T04:00:24.010","04:00:00",4805,0,{"$f":"D4854*'2.Proyecto'!$E$18","v":0}]
["2014-07-20T05:00:24.015","05:00:00",4806,3.0000000000000001E-6,{"$f":"D4855*'2.Proyecto'!$E$18","v":1.5000000000000001E-4}]
["2014-07-20T06:00:24.020","06:00:00",4807,8.5000000000000006E-5,{"$f":"D4856*'2.Proyecto'!$E$18","v":4.2500000000000003E-3}]
["2014-07-20T07:00:24.025","07:00:00",4808,2.24E-4,{"$f":"D4857*'2.Proyecto'!$E$18","v":1.12E-2}]
["2014-07-20T08:00:24.030","08:00:00",4809,3.7800000000000003E-4,{"$f":"D4858*'2.Proyecto'!$E$18","v":1.89E-2}]
["2014-07-20T09:00:24.035","09:00:00",4810,4.95E-4,{"$f":"D4859*'2.Proyecto'!$E$18","v":2.4750000000000001E-2}]
["2014-07-20T10:00:24.040","10:00:00",4811,5.8E-4,{"$f":"D4860*'2.Proyecto'!$E$18","v":2.9000000000000001E-2}]
["2014-07-20T11:00:24.045","11:00:00",4812,6.2500000000000001E-4,{"$f":"D4861*'2.Proyecto'!$E$18","v":3.125E-2}]
["2014-07-20T12:00:24.050","12:00:00",4813,6.2799999999999998E-4,{"$f":"D4862*'2.Proyecto'!$E$18","v":3.1399999999999997E-2}]
["2014-07-20T13:00:24.055","13:00:00",4814,5.9499999999999993E-4,{"$f":"D4863*'2.Proyecto'!$E$18","v":2.9749999999999995E-2}]
["2014-07-20T14:00:24.060","14:00:00",4815,5.1900000000000004E-4,{"$f":"D4864*'2.Proyecto'!$E$18","v":2.5950000000000001E-2}]
["2014-07-20T15:00:24.065","15:00:00",4816,4.0100000000000004E-4,{"$f":"D4865*'2.Proyecto'!$E$18","v":2.0050000000000002E-2}]
["2014-07-20T16:00:24.070","16:00:00",4817,2.4699999999999999E-4,{"$f":"D4866*'2.Proyecto'!$E$18","v":1.235E-2}]
["2014-07-20T17:00:24.075","17:00:00",4818,8.7000000000000001E-5,{"$f":"D4867*'2.Proyecto'!$E$18","v":4.3499999999999997E-3}]
["2014-07-20T18:00:24.080","18:00:00",4819,1.9999999999999999E-6,{"$f":"D4868*'2.Proyecto'!$E$18","v":9.9999999999999991E-5}]
["2014-07-20T19:00:24.085","19:00:00",4820,0,{"$f":"D4869*'2.Proyecto'!$E$18","v":0}]
["2014-07-20T20:00:24.090","20:00:00",4821,0,{"$f":"D4870*'2.Proyecto'!$E$18","v":0}]
["2014-07-20T21:00:24.095","21:00:00",4822,0,{"$f":"D4871*'2.Proyecto'!$E$18","v":0}]
["2014-07-20T22:00:24.100","22:00:00",4823,0,{"$f":"D4872*'2.Proyecto'!$E$18","v":0}]
["2014-07-20T23:00:24.105","23:00:00",4824,0,{"$f":"D4873*'2.Proyecto'!$E$18","v":0}]
["2014-07-21T00:00:24.110","00:00:00",4825,0,{"$f":"D4874*'2.Proyecto'!$E$18","v":0}]
["2014-07-21T01:00:24.115","01:00:00",4826,0,{"$f":"D4875*'2.Proyecto'!$E$18","v":0}]
["2014-07-21T02:00:24.120","02:00:00",4827,0,{"$f":"D4876*'2.Proyecto'!$E$18","v":0}]
["2014-07-21T03:00:24.125","03:00:00",4828,0,{"$f":"D4877*'2.Proyecto'!$E$18","v":0}]
["2014-07-21T04:00:24.130","04:00:00",4829,0,{"$f":"D4878*'2.Proyecto'!$E$18","v":0}]
["2014-07-21T05:00:24.135","05:00:00",4830,3.0000000000000001E-6,{"$f":"D4879*'2.Proyecto'!$E$18","v":1.5000000000000001E-4}]
["2014-07-21T06:00:24.140","06:00:00",4831,8.5000000000000006E-5,{"$f":"D4880*'2.Proyecto'!$E$18","v":4.2500000000000003E-3}]
["2014-07-21T07:00:24.145","07:00:00",4832,2.23E-4,{"$f":"D4881*'2.Proyecto'!$E$18","v":1.115E-2}]
["2014-07-21T08:00:24.150","08:00:00",4833,3.6600000000000001E-4,{"$f":"D4882*'2.Proyecto'!$E$18","v":1.83E-2}]
["2014-07-21T09:00:24.155","09:00:00",4834,4.86E-4,{"$f":"D4883*'2.Proyecto'!$E$18","v":2.4299999999999999E-2}]
["2014-07-21T10:00:24.160","10:00:00",4835,5.7699999999999993E-4,{"$f":"D4884*'2.Proyecto'!$E$18","v":2.8849999999999997E-2}]
["2014-07-21T11:00:24.165","11:00:00",4836,6.3100000000000005E-4,{"$f":"D4885*'2.Proyecto'!$E$18","v":3.1550000000000002E-2}]
["2014-07-21T12:00:24.170","12:00:00",4837,6.3900000000000003E-4,{"$f":"D4886*'2.Proyecto'!$E$18","v":3.1949999999999999E-2}]
["2014-07-21T13:00:24.175","13:00:00",4838,6.0099999999999997E-4,{"$f":"D4887*'2.Proyecto'!$E$18","v":3.005E-2}]
["2014-07-21T14:00:24.180","14:00:00",4839,5.22E-4,{"$f":"D4888*'2.Proyecto'!$E$18","v":2.6100000000000002E-2}]
["2014-07-21T15:00:24.185","15:00:00",4840,3.9200000000000004E-4,{"$f":"D4889*'2.Proyecto'!$E$18","v":1.9600000000000003E-2}]
["2014-07-21T16:00:24.190","16:00:00",4841,2.3300000000000003E-4,{"$f":"D4890*'2.Proyecto'!$E$18","v":1.1650000000000001E-2}]
["2014-07-21T17:00:24.195","17:00:00",4842,8.8999999999999995E-5,{"$f":"D4891*'2.Proyecto'!$E$18","v":4.45E-3}]
["2014-07-21T18:00:24.200","18:00:00",4843,1.9999999999999999E-6,{"$f":"D4892*'2.Proyecto'!$E$18","v":9.9999999999999991E-5}]
["2014-07-21T19:00:24.205","19:00:00",4844,0,{"$f":"D4893*'2.Proyecto'!$E$18","v":0}]
["2014-07-21T20:00:24.210","20:00:00",4845,0,{"$f":"D4894*'2.Proyecto'!$E$18","v":0}]
["2014-07-21T21:00:24.215","21:00:00",4846,0,{"$f":"D4895*'2.Proyecto'!$E$18","v":0}]
["2014-07-21T22:00:24.220","22:00:00",4847,0,{"$f":"D4896*'2.Proyecto'!$E$18","v":0}]
["2014-07-21T23:00:24.225","23:00:00",4848,0,{"$f":"D4897*'2.Proyecto'!$E$18","v":0}]
["2014-07-22T00:00:24.230","00:00:00",4849,0,{"$f":"D4898*'2.Proyecto'!$E$18","v":0}]
["2014-07-22T01:00:24.235","01:00:00",4850,0,{"$f":"D4899*'2.Proyecto'!$E$18","v":0}]
["2014-07-22T02:00:24.240","02:00:00",4851,0,{"$f":"D4900*'2.Proyecto'!$E$18","v":0}]
["2014-07-22T03:00:24.245","03:00:00",4852,0,{"$f":"D4901*'2.Proyecto'!$E$18","v":0}]
["2014-07-22T04:00:24.250","04:00:00",4853,0,{"$f":"D4902*'2.Proyecto'!$E$18","v":0}]
["2014-07-22T05:00:24.255","05:00:00",4854,3.0000000000000001E-6,{"$f":"D4903*'2.Proyecto'!$E$18","v":1.5000000000000001E-4}]
["2014-07-22T06:00:24.260","06:00:00",4855,8.2999999999999998E-5,{"$f":"D4904*'2.Proyecto'!$E$18","v":4.15E-3}]
["2014-07-22T07:00:24.265","07:00:00",4856,2.2700000000000002E-4,{"$f":"D4905*'2.Proyecto'!$E$18","v":1.1350000000000001E-2}]
["2014-07-22T08:00:24.270","08:00:00",4857,3.77E-4,{"$f":"D4906*'2.Proyecto'!$E$18","v":1.8849999999999999E-2}]
["2014-07-22T09:00:24.275","09:00:00",4858,5.0600000000000005E-4,{"$f":"D4907*'2.Proyecto'!$E$18","v":2.5300000000000003E-2}]
["2014-07-22T10:00:24.280","10:00:00",4859,5.9899999999999992E-4,{"$f":"D4908*'2.Proyecto'!$E$18","v":2.9949999999999997E-2}]
["2014-07-22T11:00:24.285","11:00:00",4860,6.4599999999999998E-4,{"$f":"D4909*'2.Proyecto'!$E$18","v":3.2300000000000002E-2}]
["2014-07-22T12:00:24.290","12:00:00",4861,6.4900000000000005E-4,{"$f":"D4910*'2.Proyecto'!$E$18","v":3.245E-2}]
["2014-07-22T13:00:24.295","13:00:00",4862,6.0899999999999995E-4,{"$f":"D4911*'2.Proyecto'!$E$18","v":3.0449999999999998E-2}]
["2014-07-22T14:00:24.300","14:00:00",4863,5.1900000000000004E-4,{"$f":"D4912*'2.Proyecto'!$E$18","v":2.5950000000000001E-2}]
["2014-07-22T15:00:24.305","15:00:00",4864,3.6199999999999996E-4,{"$f":"D4913*'2.Proyecto'!$E$18","v":1.8099999999999998E-2}]
["2014-07-22T16:00:24.310","16:00:00",4865,2.12E-4,{"$f":"D4914*'2.Proyecto'!$E$18","v":1.06E-2}]
["2014-07-22T17:00:24.315","17:00:00",4866,8.2000000000000001E-5,{"$f":"D4915*'2.Proyecto'!$E$18","v":4.1000000000000003E-3}]
["2014-07-22T18:00:24.320","18:00:00",4867,1.9999999999999999E-6,{"$f":"D4916*'2.Proyecto'!$E$18","v":9.9999999999999991E-5}]
["2014-07-22T19:00:24.325","19:00:00",4868,0,{"$f":"D4917*'2.Proyecto'!$E$18","v":0}]
["2014-07-22T20:00:24.330","20:00:00",4869,0,{"$f":"D4918*'2.Proyecto'!$E$18","v":0}]
["2014-07-22T21:00:24.335","21:00:00",4870,0,{"$f":"D4919*'2.Proyecto'!$E$18","v":0}]
["2014-07-22T22:00:24.340","22:00:00",4871,0,{"$f":"D4920*'2.Proyecto'!$E$18","v":0}]
["2014-07-22T23:00:24.345","23:00:00",4872,0,{"$f":"D4921*'2.Proyecto'!$E$18","v":0}]
["2014-07-23T00:00:24.350","00:00:00",4873,0,{"$f":"D4922*'2.Proyecto'!$E$18","v":0}]
["2014-07-23T01:00:24.355","01:00:00",4874,0,{"$f":"D4923*'2.Proyecto'!$E$18","v":0}]
["2014-07-23T02:00:24.360","02:00:00",4875,0,{"$f":"D4924*'2.Proyecto'!$E$18","v":0}]
["2014-07-23T03:00:24.365","03:00:00",4876,0,{"$f":"D4925*'2.Proyecto'!$E$18","v":0}]
["2014-07-23T04:00:24.370","04:00:00",4877,0,{"$f":"D4926*'2.Proyecto'!$E$18","v":0}]
["2014-07-23T05:00:24.375","05:00:00",4878,1.9999999999999999E-6,{"$f":"D4927*'2.Proyecto'!$E$18","v":9.9999999999999991E-5}]
["2014-07-23T06:00:24.380","06:00:00",4879,7.0000000000000007E-5,{"$f":"D4928*'2.Proyecto'!$E$18","v":3.5000000000000005E-3}]
["2014-07-23T07:00:24.385","07:00:00",4880,1.9000000000000001E-4,{"$f":"D4929*'2.Proyecto'!$E$18","v":9.4999999999999998E-3}]
["2014-07-23T08:00:24.390","08:00:00",4881,3.0400000000000002E-4,{"$f":"D4930*'2.Proyecto'!$E$18","v":1.5200000000000002E-2}]
["2014-07-23T09:00:24.395","09:00:00",4882,4.17E-4,{"$f":"D4931*'2.Proyecto'!$E$18","v":2.085E-2}]
["2014-07-23T10:00:24.400","10:00:00",4883,5.13E-4,{"$f":"D4932*'2.Proyecto'!$E$18","v":2.5649999999999999E-2}]
["2014-07-23T11:00:24.405","11:00:00",4884,5.6999999999999998E-4,{"$f":"D4933*'2.Proyecto'!$E$18","v":2.8499999999999998E-2}]
["2014-07-23T12:00:24.410","12:00:00",4885,5.8199999999999994E-4,{"$f":"D4934*'2.Proyecto'!$E$18","v":2.9099999999999997E-2}]
["2014-07-23T13:00:24.415","13:00:00",4886,5.44E-4,{"$f":"D4935*'2.Proyecto'!$E$18","v":2.7199999999999998E-2}]
["2014-07-23T14:00:24.420","14:00:00",4887,4.57E-4,{"$f":"D4936*'2.Proyecto'!$E$18","v":2.2849999999999999E-2}]
["2014-07-23T15:00:24.425","15:00:00",4888,3.3700000000000001E-4,{"$f":"D4937*'2.Proyecto'!$E$18","v":1.685E-2}]
["2014-07-23T16:00:24.430","16:00:00",4889,2.0599999999999999E-4,{"$f":"D4938*'2.Proyecto'!$E$18","v":1.03E-2}]
["2014-07-23T17:00:24.435","17:00:00",4890,7.6000000000000004E-5,{"$f":"D4939*'2.Proyecto'!$E$18","v":3.8000000000000004E-3}]
["2014-07-23T18:00:24.440","18:00:00",4891,1.9999999999999999E-6,{"$f":"D4940*'2.Proyecto'!$E$18","v":9.9999999999999991E-5}]
["2014-07-23T19:00:24.445","19:00:00",4892,0,{"$f":"D4941*'2.Proyecto'!$E$18","v":0}]
["2014-07-23T20:00:24.450","20:00:00",4893,0,{"$f":"D4942*'2.Proyecto'!$E$18","v":0}]
["2014-07-23T21:00:24.455","21:00:00",4894,0,{"$f":"D4943*'2.Proyecto'!$E$18","v":0}]
["2014-07-23T22:00:24.460","22:00:00",4895,0,{"$f":"D4944*'2.Proyecto'!$E$18","v":0}]
["2014-07-23T23:00:24.465","23:00:00",4896,0,{"$f":"D4945*'2.Proyecto'!$E$18","v":0}]
["2014-07-24T00:00:24.470","00:00:00",4897,0,{"$f":"D4946*'2.Proyecto'!$E$18","v":0}]
["2014-07-24T01:00:24.475","01:00:00",4898,0,{"$f":"D4947*'2.Proyecto'!$E$18","v":0}]
["2014-07-24T02:00:24.480","02:00:00",4899,0,{"$f":"D4948*'2.Proyecto'!$E$18","v":0}]
["2014-07-24T03:00:24.485","03:00:00",4900,0,{"$f":"D4949*'2.Proyecto'!$E$18","v":0}]
["2014-07-24T04:00:24.490","04:00:00",4901,0,{"$f":"D4950*'2.Proyecto'!$E$18","v":0}]
["2014-07-24T05:00:24.495","05:00:00",4902,3.0000000000000001E-6,{"$f":"D4951*'2.Proyecto'!$E$18","v":1.5000000000000001E-4}]
["2014-07-24T06:00:24.500","06:00:00",4903,9.2999999999999997E-5,{"$f":"D4952*'2.Proyecto'!$E$18","v":4.6499999999999996E-3}]
["2014-07-24T07:00:24.505","07:00:00",4904,2.4800000000000001E-4,{"$f":"D4953*'2.Proyecto'!$E$18","v":1.2400000000000001E-2}]
["2014-07-24T08:00:24.510","08:00:00",4905,3.8299999999999999E-4,{"$f":"D4954*'2.Proyecto'!$E$18","v":1.915E-2}]
["2014-07-24T09:00:24.515","09:00:00",4906,4.9700000000000005E-4,{"$f":"D4955*'2.Proyecto'!$E$18","v":2.4850000000000004E-2}]
["2014-07-24T10:00:24.520","10:00:00",4907,5.7899999999999998E-4,{"$f":"D4956*'2.Proyecto'!$E$18","v":2.895E-2}]
["2014-07-24T11:00:24.525","11:00:00",4908,6.2299999999999996E-4,{"$f":"D4957*'2.Proyecto'!$E$18","v":3.1149999999999997E-2}]
["2014-07-24T12:00:24.530","12:00:00",4909,6.2699999999999995E-4,{"$f":"D4958*'2.Proyecto'!$E$18","v":3.1349999999999996E-2}]
["2014-07-24T13:00:24.535","13:00:00",4910,5.8999999999999992E-4,{"$f":"D4959*'2.Proyecto'!$E$18","v":2.9499999999999995E-2}]
["2014-07-24T14:00:24.540","14:00:00",4911,5.04E-4,{"$f":"D4960*'2.Proyecto'!$E$18","v":2.52E-2}]
["2014-07-24T15:00:24.545","15:00:00",4912,3.6600000000000001E-4,{"$f":"D4961*'2.Proyecto'!$E$18","v":1.83E-2}]
["2014-07-24T16:00:24.550","16:00:00",4913,2.0699999999999999E-4,{"$f":"D4962*'2.Proyecto'!$E$18","v":1.035E-2}]
["2014-07-24T17:00:24.555","17:00:00",4914,6.900000000000001E-5,{"$f":"D4963*'2.Proyecto'!$E$18","v":3.4500000000000004E-3}]
["2014-07-24T18:00:24.560","18:00:00",4915,9.9999999999999995E-7,{"$f":"D4964*'2.Proyecto'!$E$18","v":4.9999999999999996E-5}]
["2014-07-24T19:00:24.565","19:00:00",4916,0,{"$f":"D4965*'2.Proyecto'!$E$18","v":0}]
["2014-07-24T20:00:24.570","20:00:00",4917,0,{"$f":"D4966*'2.Proyecto'!$E$18","v":0}]
["2014-07-24T21:00:24.575","21:00:00",4918,0,{"$f":"D4967*'2.Proyecto'!$E$18","v":0}]
["2014-07-24T22:00:24.580","22:00:00",4919,0,{"$f":"D4968*'2.Proyecto'!$E$18","v":0}]
["2014-07-24T23:00:24.585","23:00:00",4920,0,{"$f":"D4969*'2.Proyecto'!$E$18","v":0}]
["2014-07-25T00:00:24.590","00:00:00",4921,0,{"$f":"D4970*'2.Proyecto'!$E$18","v":0}]
["2014-07-25T01:00:24.595","01:00:00",4922,0,{"$f":"D4971*'2.Proyecto'!$E$18","v":0}]
["2014-07-25T02:00:24.600","02:00:00",4923,0,{"$f":"D4972*'2.Proyecto'!$E$18","v":0}]
["2014-07-25T03:00:24.605","03:00:00",4924,0,{"$f":"D4973*'2.Proyecto'!$E$18","v":0}]
["2014-07-25T04:00:24.610","04:00:00",4925,0,{"$f":"D4974*'2.Proyecto'!$E$18","v":0}]
["2014-07-25T05:00:24.615","05:00:00",4926,1.9999999999999999E-6,{"$f":"D4975*'2.Proyecto'!$E$18","v":9.9999999999999991E-5}]
["2014-07-25T06:00:24.620","06:00:00",4927,7.7999999999999999E-5,{"$f":"D4976*'2.Proyecto'!$E$18","v":3.8999999999999998E-3}]
["2014-07-25T07:00:24.625","07:00:00",4928,2.0999999999999998E-4,{"$f":"D4977*'2.Proyecto'!$E$18","v":1.0499999999999999E-2}]
["2014-07-25T08:00:24.630","08:00:00",4929,3.39E-4,{"$f":"D4978*'2.Proyecto'!$E$18","v":1.695E-2}]
["2014-07-25T09:00:24.635","09:00:00",4930,4.6100000000000004E-4,{"$f":"D4979*'2.Proyecto'!$E$18","v":2.3050000000000001E-2}]
["2014-07-25T10:00:24.640","10:00:00",4931,5.5700000000000009E-4,{"$f":"D4980*'2.Proyecto'!$E$18","v":2.7850000000000003E-2}]
["2014-07-25T11:00:24.645","11:00:00",4932,6.0099999999999997E-4,{"$f":"D4981*'2.Proyecto'!$E$18","v":3.005E-2}]
["2014-07-25T12:00:24.650","12:00:00",4933,6.02E-4,{"$f":"D4982*'2.Proyecto'!$E$18","v":3.0099999999999998E-2}]
["2014-07-25T13:00:24.655","13:00:00",4934,5.6399999999999994E-4,{"$f":"D4983*'2.Proyecto'!$E$18","v":2.8199999999999996E-2}]
["2014-07-25T14:00:24.660","14:00:00",4935,4.8699999999999997E-4,{"$f":"D4984*'2.Proyecto'!$E$18","v":2.4349999999999997E-2}]
["2014-07-25T15:00:24.665","15:00:00",4936,3.7500000000000001E-4,{"$f":"D4985*'2.Proyecto'!$E$18","v":1.8749999999999999E-2}]
["2014-07-25T16:00:24.670","16:00:00",4937,2.3400000000000002E-4,{"$f":"D4986*'2.Proyecto'!$E$18","v":1.17E-2}]
["2014-07-25T17:00:24.675","17:00:00",4938,8.7000000000000001E-5,{"$f":"D4987*'2.Proyecto'!$E$18","v":4.3499999999999997E-3}]
["2014-07-25T18:00:24.680","18:00:00",4939,1.9999999999999999E-6,{"$f":"D4988*'2.Proyecto'!$E$18","v":9.9999999999999991E-5}]
["2014-07-25T19:00:24.685","19:00:00",4940,0,{"$f":"D4989*'2.Proyecto'!$E$18","v":0}]
["2014-07-25T20:00:24.690","20:00:00",4941,0,{"$f":"D4990*'2.Proyecto'!$E$18","v":0}]
["2014-07-25T21:00:24.695","21:00:00",4942,0,{"$f":"D4991*'2.Proyecto'!$E$18","v":0}]
["2014-07-25T22:00:24.700","22:00:00",4943,0,{"$f":"D4992*'2.Proyecto'!$E$18","v":0}]
["2014-07-25T23:00:24.705","23:00:00",4944,0,{"$f":"D4993*'2.Proyecto'!$E$18","v":0}]
["2014-07-26T00:00:24.710","00:00:00",4945,0,{"$f":"D4994*'2.Proyecto'!$E$18","v":0}]
["2014-07-26T01:00:24.715","01:00:00",4946,0,{"$f":"D4995*'2.Proyecto'!$E$18","v":0}]
["2014-07-26T02:00:24.720","02:00:00",4947,0,{"$f":"D4996*'2.Proyecto'!$E$18","v":0}]
["2014-07-26T03:00:24.725","03:00:00",4948,0,{"$f":"D4997*'2.Proyecto'!$E$18","v":0}]
["2014-07-26T04:00:24.730","04:00:00",4949,0,{"$f":"D4998*'2.Proyecto'!$E$18","v":0}]
["2014-07-26T05:00:24.735","05:00:00",4950,1.9999999999999999E-6,{"$f":"D4999*'2.Proyecto'!$E$18","v":9.9999999999999991E-5}]
["2014-07-26T06:00:24.740","06:00:00",4951,7.7999999999999999E-5,{"$f":"D5000*'2.Proyecto'!$E$18","v":3.8999999999999998E-3}]
["2014-07-26T07:00:24.745","07:00:00",4952,2.24E-4,{"$f":"D5001*'2.Proyecto'!$E$18","v":1.12E-2}]
["2014-07-26T08:00:24.750","08:00:00",4953,3.6699999999999998E-4,{"$f":"D5002*'2.Proyecto'!$E$18","v":1.8349999999999998E-2}]
["2014-07-26T09:00:24.755","09:00:00",4954,4.8999999999999998E-4,{"$f":"D5003*'2.Proyecto'!$E$18","v":2.4500000000000001E-2}]
["2014-07-26T10:00:24.760","10:00:00",4955,5.7799999999999995E-4,{"$f":"D5004*'2.Proyecto'!$E$18","v":2.8899999999999999E-2}]
["2014-07-26T11:00:24.765","11:00:00",4956,6.2399999999999999E-4,{"$f":"D5005*'2.Proyecto'!$E$18","v":3.1199999999999999E-2}]
["2014-07-26T12:00:24.770","12:00:00",4957,6.2799999999999998E-4,{"$f":"D5006*'2.Proyecto'!$E$18","v":3.1399999999999997E-2}]
["2014-07-26T13:00:24.775","13:00:00",4958,5.9099999999999995E-4,{"$f":"D5007*'2.Proyecto'!$E$18","v":2.9549999999999996E-2}]
["2014-07-26T14:00:24.780","14:00:00",4959,5.1199999999999998E-4,{"$f":"D5008*'2.Proyecto'!$E$18","v":2.5599999999999998E-2}]
["2014-07-26T15:00:24.785","15:00:00",4960,3.9200000000000004E-4,{"$f":"D5009*'2.Proyecto'!$E$18","v":1.9600000000000003E-2}]
["2014-07-26T16:00:24.790","16:00:00",4961,2.3899999999999998E-4,{"$f":"D5010*'2.Proyecto'!$E$18","v":1.1949999999999999E-2}]
["2014-07-26T17:00:24.795","17:00:00",4962,7.7999999999999999E-5,{"$f":"D5011*'2.Proyecto'!$E$18","v":3.8999999999999998E-3}]
["2014-07-26T18:00:24.800","18:00:00",4963,9.9999999999999995E-7,{"$f":"D5012*'2.Proyecto'!$E$18","v":4.9999999999999996E-5}]
["2014-07-26T19:00:24.805","19:00:00",4964,0,{"$f":"D5013*'2.Proyecto'!$E$18","v":0}]
["2014-07-26T20:00:24.810","20:00:00",4965,0,{"$f":"D5014*'2.Proyecto'!$E$18","v":0}]
["2014-07-26T21:00:24.815","21:00:00",4966,0,{"$f":"D5015*'2.Proyecto'!$E$18","v":0}]
["2014-07-26T22:00:24.820","22:00:00",4967,0,{"$f":"D5016*'2.Proyecto'!$E$18","v":0}]
["2014-07-26T23:00:24.825","23:00:00",4968,0,{"$f":"D5017*'2.Proyecto'!$E$18","v":0}]
["2014-07-27T00:00:24.830","00:00:00",4969,0,{"$f":"D5018*'2.Proyecto'!$E$18","v":0}]
["2014-07-27T01:00:24.835","01:00:00",4970,0,{"$f":"D5019*'2.Proyecto'!$E$18","v":0}]
["2014-07-27T02:00:24.840","02:00:00",4971,0,{"$f":"D5020*'2.Proyecto'!$E$18","v":0}]
["2014-07-27T03:00:24.845","03:00:00",4972,0,{"$f":"D5021*'2.Proyecto'!$E$18","v":0}]
["2014-07-27T04:00:24.850","04:00:00",4973,0,{"$f":"D5022*'2.Proyecto'!$E$18","v":0}]
["2014-07-27T05:00:24.855","05:00:00",4974,1.9999999999999999E-6,{"$f":"D5023*'2.Proyecto'!$E$18","v":9.9999999999999991E-5}]
["2014-07-27T06:00:24.860","06:00:00",4975,8.1000000000000004E-5,{"$f":"D5024*'2.Proyecto'!$E$18","v":4.0499999999999998E-3}]
["2014-07-27T07:00:24.865","07:00:00",4976,2.1499999999999999E-4,{"$f":"D5025*'2.Proyecto'!$E$18","v":1.0749999999999999E-2}]
["2014-07-27T08:00:24.870","08:00:00",4977,3.4499999999999998E-4,{"$f":"D5026*'2.Proyecto'!$E$18","v":1.7249999999999998E-2}]
["2014-07-27T09:00:24.875","09:00:00",4978,4.5800000000000002E-4,{"$f":"D5027*'2.Proyecto'!$E$18","v":2.29E-2}]
["2014-07-27T10:00:24.880","10:00:00",4979,5.4200000000000006E-4,{"$f":"D5028*'2.Proyecto'!$E$18","v":2.7100000000000003E-2}]
["2014-07-27T11:00:24.885","11:00:00",4980,5.9899999999999992E-4,{"$f":"D5029*'2.Proyecto'!$E$18","v":2.9949999999999997E-2}]
["2014-07-27T12:00:24.890","12:00:00",4981,6.1600000000000001E-4,{"$f":"D5030*'2.Proyecto'!$E$18","v":3.0800000000000001E-2}]
["2014-07-27T13:00:24.895","13:00:00",4982,5.9099999999999995E-4,{"$f":"D5031*'2.Proyecto'!$E$18","v":2.9549999999999996E-2}]
["2014-07-27T14:00:24.900","14:00:00",4983,5.2099999999999998E-4,{"$f":"D5032*'2.Proyecto'!$E$18","v":2.605E-2}]
["2014-07-27T15:00:24.905","15:00:00",4984,4.06E-4,{"$f":"D5033*'2.Proyecto'!$E$18","v":2.0299999999999999E-2}]
["2014-07-27T16:00:24.910","16:00:00",4985,2.5399999999999999E-4,{"$f":"D5034*'2.Proyecto'!$E$18","v":1.2699999999999999E-2}]
["2014-07-27T17:00:24.915","17:00:00",4986,9.2999999999999997E-5,{"$f":"D5035*'2.Proyecto'!$E$18","v":4.6499999999999996E-3}]
["2014-07-27T18:00:24.920","18:00:00",4987,1.9999999999999999E-6,{"$f":"D5036*'2.Proyecto'!$E$18","v":9.9999999999999991E-5}]
["2014-07-27T19:00:24.925","19:00:00",4988,0,{"$f":"D5037*'2.Proyecto'!$E$18","v":0}]
["2014-07-27T20:00:24.930","20:00:00",4989,0,{"$f":"D5038*'2.Proyecto'!$E$18","v":0}]
["2014-07-27T21:00:24.935","21:00:00",4990,0,{"$f":"D5039*'2.Proyecto'!$E$18","v":0}]
["2014-07-27T22:00:24.940","22:00:00",4991,0,{"$f":"D5040*'2.Proyecto'!$E$18","v":0}]
["2014-07-27T23:00:24.945","23:00:00",4992,0,{"$f":"D5041*'2.Proyecto'!$E$18","v":0}]
["2014-07-28T00:00:24.950","00:00:00",4993,0,{"$f":"D5042*'2.Proyecto'!$E$18","v":0}]
["2014-07-28T01:00:24.955","01:00:00",4994,0,{"$f":"D5043*'2.Proyecto'!$E$18","v":0}]
["2014-07-28T02:00:24.960","02:00:00",4995,0,{"$f":"D5044*'2.Proyecto'!$E$18","v":0}]
["2014-07-28T03:00:24.965","03:00:00",4996,0,{"$f":"D5045*'2.Proyecto'!$E$18","v":0}]
["2014-07-28T04:00:24.970","04:00:00",4997,0,{"$f":"D5046*'2.Proyecto'!$E$18","v":0}]
["2014-07-28T05:00:24.975","05:00:00",4998,3.0000000000000001E-6,{"$f":"D5047*'2.Proyecto'!$E$18","v":1.5000000000000001E-4}]
["2014-07-28T06:00:24.980","06:00:00",4999,9.800000000000001E-5,{"$f":"D5048*'2.Proyecto'!$E$18","v":4.9000000000000007E-3}]
["2014-07-28T07:00:24.985","07:00:00",5000,2.5500000000000002E-4,{"$f":"D5049*'2.Proyecto'!$E$18","v":1.2750000000000001E-2}]
["2014-07-28T08:00:24.990","08:00:00",5001,4.0699999999999997E-4,{"$f":"D5050*'2.Proyecto'!$E$18","v":2.035E-2}]
["2014-07-28T09:00:24.995","09:00:00",5002,5.2099999999999998E-4,{"$f":"D5051*'2.Proyecto'!$E$18","v":2.605E-2}]
["2014-07-28T10:00:25","10:00:00",5003,5.9899999999999992E-4,{"$f":"D5052*'2.Proyecto'!$E$18","v":2.9949999999999997E-2}]
["2014-07-28T11:00:25.005","11:00:00",5004,6.3100000000000005E-4,{"$f":"D5053*'2.Proyecto'!$E$18","v":3.1550000000000002E-2}]
["2014-07-28T12:00:25.010","12:00:00",5005,6.11E-4,{"$f":"D5054*'2.Proyecto'!$E$18","v":3.0550000000000001E-2}]
["2014-07-28T13:00:25.015","13:00:00",5006,5.3200000000000003E-4,{"$f":"D5055*'2.Proyecto'!$E$18","v":2.6600000000000002E-2}]
["2014-07-28T14:00:25.020","14:00:00",5007,3.7800000000000003E-4,{"$f":"D5056*'2.Proyecto'!$E$18","v":1.89E-2}]
["2014-07-28T15:00:25.025","15:00:00",5008,2.8100000000000005E-4,{"$f":"D5057*'2.Proyecto'!$E$18","v":1.4050000000000003E-2}]
["2014-07-28T16:00:25.030","16:00:00",5009,1.8699999999999999E-4,{"$f":"D5058*'2.Proyecto'!$E$18","v":9.3499999999999989E-3}]
["2014-07-28T17:00:25.035","17:00:00",5010,7.0000000000000007E-5,{"$f":"D5059*'2.Proyecto'!$E$18","v":3.5000000000000005E-3}]
["2014-07-28T18:00:25.040","18:00:00",5011,9.9999999999999995E-7,{"$f":"D5060*'2.Proyecto'!$E$18","v":4.9999999999999996E-5}]
["2014-07-28T19:00:25.045","19:00:00",5012,0,{"$f":"D5061*'2.Proyecto'!$E$18","v":0}]
["2014-07-28T20:00:25.050","20:00:00",5013,0,{"$f":"D5062*'2.Proyecto'!$E$18","v":0}]
["2014-07-28T21:00:25.055","21:00:00",5014,0,{"$f":"D5063*'2.Proyecto'!$E$18","v":0}]
["2014-07-28T22:00:25.060","22:00:00",5015,0,{"$f":"D5064*'2.Proyecto'!$E$18","v":0}]
["2014-07-28T23:00:25.065","23:00:00",5016,0,{"$f":"D5065*'2.Proyecto'!$E$18","v":0}]
["2014-07-29T00:00:25.070","00:00:00",5017,0,{"$f":"D5066*'2.Proyecto'!$E$18","v":0}]
["2014-07-29T01:00:25.075","01:00:00",5018,0,{"$f":"D5067*'2.Proyecto'!$E$18","v":0}]
["2014-07-29T02:00:25.080","02:00:00",5019,0,{"$f":"D5068*'2.Proyecto'!$E$18","v":0}]
["2014-07-29T03:00:25.085","03:00:00",5020,0,{"$f":"D5069*'2.Proyecto'!$E$18","v":0}]
["2014-07-29T04:00:25.090","04:00:00",5021,0,{"$f":"D5070*'2.Proyecto'!$E$18","v":0}]
["2014-07-29T05:00:25.095","05:00:00",5022,1.9999999999999999E-6,{"$f":"D5071*'2.Proyecto'!$E$18","v":9.9999999999999991E-5}]
["2014-07-29T06:00:25.100","06:00:00",5023,8.4000000000000009E-5,{"$f":"D5072*'2.Proyecto'!$E$18","v":4.2000000000000006E-3}]
["2014-07-29T07:00:25.105","07:00:00",5024,2.2800000000000001E-4,{"$f":"D5073*'2.Proyecto'!$E$18","v":1.14E-2}]
["2014-07-29T08:00:25.110","08:00:00",5025,3.7399999999999998E-4,{"$f":"D5074*'2.Proyecto'!$E$18","v":1.8699999999999998E-2}]
["2014-07-29T09:00:25.115","09:00:00",5026,4.9700000000000005E-4,{"$f":"D5075*'2.Proyecto'!$E$18","v":2.4850000000000004E-2}]
["2014-07-29T10:00:25.120","10:00:00",5027,5.8199999999999994E-4,{"$f":"D5076*'2.Proyecto'!$E$18","v":2.9099999999999997E-2}]
["2014-07-29T11:00:25.125","11:00:00",5028,6.2699999999999995E-4,{"$f":"D5077*'2.Proyecto'!$E$18","v":3.1349999999999996E-2}]
["2014-07-29T12:00:25.130","12:00:00",5029,6.1200000000000002E-4,{"$f":"D5078*'2.Proyecto'!$E$18","v":3.0600000000000002E-2}]
["2014-07-29T13:00:25.135","13:00:00",5030,5.6200000000000011E-4,{"$f":"D5079*'2.Proyecto'!$E$18","v":2.8100000000000007E-2}]
["2014-07-29T14:00:25.140","14:00:00",5031,4.3800000000000002E-4,{"$f":"D5080*'2.Proyecto'!$E$18","v":2.1900000000000003E-2}]
["2014-07-29T15:00:25.145","15:00:00",5032,2.9499999999999996E-4,{"$f":"D5081*'2.Proyecto'!$E$18","v":1.4749999999999997E-2}]
["2014-07-29T16:00:25.150","16:00:00",5033,1.84E-4,{"$f":"D5082*'2.Proyecto'!$E$18","v":9.1999999999999998E-3}]
["2014-07-29T17:00:25.155","17:00:00",5034,7.2999999999999999E-5,{"$f":"D5083*'2.Proyecto'!$E$18","v":3.65E-3}]
["2014-07-29T18:00:25.160","18:00:00",5035,9.9999999999999995E-7,{"$f":"D5084*'2.Proyecto'!$E$18","v":4.9999999999999996E-5}]
["2014-07-29T19:00:25.165","19:00:00",5036,0,{"$f":"D5085*'2.Proyecto'!$E$18","v":0}]
["2014-07-29T20:00:25.170","20:00:00",5037,0,{"$f":"D5086*'2.Proyecto'!$E$18","v":0}]
["2014-07-29T21:00:25.175","21:00:00",5038,0,{"$f":"D5087*'2.Proyecto'!$E$18","v":0}]
["2014-07-29T22:00:25.180","22:00:00",5039,0,{"$f":"D5088*'2.Proyecto'!$E$18","v":0}]
["2014-07-29T23:00:25.185","23:00:00",5040,0,{"$f":"D5089*'2.Proyecto'!$E$18","v":0}]
["2014-07-30T00:00:25.190","00:00:00",5041,0,{"$f":"D5090*'2.Proyecto'!$E$18","v":0}]
["2014-07-30T01:00:25.195","01:00:00",5042,0,{"$f":"D5091*'2.Proyecto'!$E$18","v":0}]
["2014-07-30T02:00:25.200","02:00:00",5043,0,{"$f":"D5092*'2.Proyecto'!$E$18","v":0}]
["2014-07-30T03:00:25.205","03:00:00",5044,0,{"$f":"D5093*'2.Proyecto'!$E$18","v":0}]
["2014-07-30T04:00:25.210","04:00:00",5045,0,{"$f":"D5094*'2.Proyecto'!$E$18","v":0}]
["2014-07-30T05:00:25.215","05:00:00",5046,9.9999999999999995E-7,{"$f":"D5095*'2.Proyecto'!$E$18","v":4.9999999999999996E-5}]
["2014-07-30T06:00:25.220","06:00:00",5047,7.0000000000000007E-5,{"$f":"D5096*'2.Proyecto'!$E$18","v":3.5000000000000005E-3}]
["2014-07-30T07:00:25.225","07:00:00",5048,2.0000000000000001E-4,{"$f":"D5097*'2.Proyecto'!$E$18","v":0.01}]
["2014-07-30T08:00:25.230","08:00:00",5049,3.21E-4,{"$f":"D5098*'2.Proyecto'!$E$18","v":1.6049999999999998E-2}]
["2014-07-30T09:00:25.235","09:00:00",5050,3.9500000000000001E-4,{"$f":"D5099*'2.Proyecto'!$E$18","v":1.975E-2}]
["2014-07-30T10:00:25.240","10:00:00",5051,4.7399999999999997E-4,{"$f":"D5100*'2.Proyecto'!$E$18","v":2.3699999999999999E-2}]
["2014-07-30T11:00:25.245","11:00:00",5052,5.3200000000000003E-4,{"$f":"D5101*'2.Proyecto'!$E$18","v":2.6600000000000002E-2}]
["2014-07-30T12:00:25.250","12:00:00",5053,5.6000000000000006E-4,{"$f":"D5102*'2.Proyecto'!$E$18","v":2.8000000000000004E-2}]
["2014-07-30T13:00:25.255","13:00:00",5054,5.5800000000000001E-4,{"$f":"D5103*'2.Proyecto'!$E$18","v":2.7900000000000001E-2}]
["2014-07-30T14:00:25.260","14:00:00",5055,5.0000000000000001E-4,{"$f":"D5104*'2.Proyecto'!$E$18","v":2.5000000000000001E-2}]
["2014-07-30T15:00:25.265","15:00:00",5056,3.9100000000000002E-4,{"$f":"D5105*'2.Proyecto'!$E$18","v":1.9550000000000001E-2}]
["2014-07-30T16:00:25.270","16:00:00",5057,2.3300000000000003E-4,{"$f":"D5106*'2.Proyecto'!$E$18","v":1.1650000000000001E-2}]
["2014-07-30T17:00:25.275","17:00:00",5058,8.7000000000000001E-5,{"$f":"D5107*'2.Proyecto'!$E$18","v":4.3499999999999997E-3}]
["2014-07-30T18:00:25.280","18:00:00",5059,9.9999999999999995E-7,{"$f":"D5108*'2.Proyecto'!$E$18","v":4.9999999999999996E-5}]
["2014-07-30T19:00:25.285","19:00:00",5060,0,{"$f":"D5109*'2.Proyecto'!$E$18","v":0}]
["2014-07-30T20:00:25.290","20:00:00",5061,0,{"$f":"D5110*'2.Proyecto'!$E$18","v":0}]
["2014-07-30T21:00:25.295","21:00:00",5062,0,{"$f":"D5111*'2.Proyecto'!$E$18","v":0}]
["2014-07-30T22:00:25.300","22:00:00",5063,0,{"$f":"D5112*'2.Proyecto'!$E$18","v":0}]
["2014-07-30T23:00:25.305","23:00:00",5064,0,{"$f":"D5113*'2.Proyecto'!$E$18","v":0}]
["2014-07-31T00:00:25.310","00:00:00",5065,0,{"$f":"D5114*'2.Proyecto'!$E$18","v":0}]
["2014-07-31T01:00:25.315","01:00:00",5066,0,{"$f":"D5115*'2.Proyecto'!$E$18","v":0}]
["2014-07-31T02:00:25.320","02:00:00",5067,0,{"$f":"D5116*'2.Proyecto'!$E$18","v":0}]
["2014-07-31T03:00:25.325","03:00:00",5068,0,{"$f":"D5117*'2.Proyecto'!$E$18","v":0}]
["2014-07-31T04:00:25.330","04:00:00",5069,0,{"$f":"D5118*'2.Proyecto'!$E$18","v":0}]
["2014-07-31T05:00:25.335","05:00:00",5070,1.9999999999999999E-6,{"$f":"D5119*'2.Proyecto'!$E$18","v":9.9999999999999991E-5}]
["2014-07-31T06:00:25.340","06:00:00",5071,8.4000000000000009E-5,{"$f":"D5120*'2.Proyecto'!$E$18","v":4.2000000000000006E-3}]
["2014-07-31T07:00:25.345","07:00:00",5072,2.42E-4,{"$f":"D5121*'2.Proyecto'!$E$18","v":1.21E-2}]
["2014-07-31T08:00:25.350","08:00:00",5073,4.0100000000000004E-4,{"$f":"D5122*'2.Proyecto'!$E$18","v":2.0050000000000002E-2}]
["2014-07-31T09:00:25.355","09:00:00",5074,5.3300000000000005E-4,{"$f":"D5123*'2.Proyecto'!$E$18","v":2.6650000000000004E-2}]
["2014-07-31T10:00:25.360","10:00:00",5075,6.1600000000000001E-4,{"$f":"D5124*'2.Proyecto'!$E$18","v":3.0800000000000001E-2}]
["2014-07-31T11:00:25.365","11:00:00",5076,6.5400000000000007E-4,{"$f":"D5125*'2.Proyecto'!$E$18","v":3.2700000000000007E-2}]
["2014-07-31T12:00:25.370","12:00:00",5077,6.5600000000000001E-4,{"$f":"D5126*'2.Proyecto'!$E$18","v":3.2800000000000003E-2}]
["2014-07-31T13:00:25.375","13:00:00",5078,6.1799999999999995E-4,{"$f":"D5127*'2.Proyecto'!$E$18","v":3.0899999999999997E-2}]
["2014-07-31T14:00:25.380","14:00:00",5079,5.3600000000000002E-4,{"$f":"D5128*'2.Proyecto'!$E$18","v":2.6800000000000001E-2}]
["2014-07-31T15:00:25.385","15:00:00",5080,4.1099999999999996E-4,{"$f":"D5129*'2.Proyecto'!$E$18","v":2.0549999999999999E-2}]
["2014-07-31T16:00:25.390","16:00:00",5081,2.4800000000000001E-4,{"$f":"D5130*'2.Proyecto'!$E$18","v":1.2400000000000001E-2}]
["2014-07-31T17:00:25.395","17:00:00",5082,9.1000000000000003E-5,{"$f":"D5131*'2.Proyecto'!$E$18","v":4.5500000000000002E-3}]
["2014-07-31T18:00:25.400","18:00:00",5083,9.9999999999999995E-7,{"$f":"D5132*'2.Proyecto'!$E$18","v":4.9999999999999996E-5}]
["2014-07-31T19:00:25.405","19:00:00",5084,0,{"$f":"D5133*'2.Proyecto'!$E$18","v":0}]
["2014-07-31T20:00:25.410","20:00:00",5085,0,{"$f":"D5134*'2.Proyecto'!$E$18","v":0}]
["2014-07-31T21:00:25.415","21:00:00",5086,0,{"$f":"D5135*'2.Proyecto'!$E$18","v":0}]
["2014-07-31T22:00:25.420","22:00:00",5087,0,{"$f":"D5136*'2.Proyecto'!$E$18","v":0}]
["2014-07-31T23:00:25.425","23:00:00",5088,0,{"$f":"D5137*'2.Proyecto'!$E$18","v":0}]
["2014-08-01T00:00:25.430","00:00:00",5089,0,{"$f":"D5138*'2.Proyecto'!$E$18","v":0}]
["2014-08-01T01:00:25.435","01:00:00",5090,0,{"$f":"D5139*'2.Proyecto'!$E$18","v":0}]
["2014-08-01T02:00:25.440","02:00:00",5091,0,{"$f":"D5140*'2.Proyecto'!$E$18","v":0}]
["2014-08-01T03:00:25.445","03:00:00",5092,0,{"$f":"D5141*'2.Proyecto'!$E$18","v":0}]
["2014-08-01T04:00:25.450","04:00:00",5093,0,{"$f":"D5142*'2.Proyecto'!$E$18","v":0}]
["2014-08-01T05:00:25.455","05:00:00",5094,9.9999999999999995E-7,{"$f":"D5143*'2.Proyecto'!$E$18","v":4.9999999999999996E-5}]
["2014-08-01T06:00:25.460","06:00:00",5095,7.3999999999999996E-5,{"$f":"D5144*'2.Proyecto'!$E$18","v":3.6999999999999997E-3}]
["2014-08-01T07:00:25.465","07:00:00",5096,1.9600000000000002E-4,{"$f":"D5145*'2.Proyecto'!$E$18","v":9.8000000000000014E-3}]
["2014-08-01T08:00:25.470","08:00:00",5097,3.2000000000000003E-4,{"$f":"D5146*'2.Proyecto'!$E$18","v":1.6E-2}]
["2014-08-01T09:00:25.475","09:00:00",5098,4.35E-4,{"$f":"D5147*'2.Proyecto'!$E$18","v":2.1749999999999999E-2}]
["2014-08-01T10:00:25.480","10:00:00",5099,5.1500000000000005E-4,{"$f":"D5148*'2.Proyecto'!$E$18","v":2.5750000000000002E-2}]
["2014-08-01T11:00:25.485","11:00:00",5100,5.4700000000000007E-4,{"$f":"D5149*'2.Proyecto'!$E$18","v":2.7350000000000003E-2}]
["2014-08-01T12:00:25.490","12:00:00",5101,5.3200000000000003E-4,{"$f":"D5150*'2.Proyecto'!$E$18","v":2.6600000000000002E-2}]
["2014-08-01T13:00:25.495","13:00:00",5102,4.6600000000000005E-4,{"$f":"D5151*'2.Proyecto'!$E$18","v":2.3300000000000001E-2}]
["2014-08-01T14:00:25.500","14:00:00",5103,3.5499999999999996E-4,{"$f":"D5152*'2.Proyecto'!$E$18","v":1.7749999999999998E-2}]
["2014-08-01T15:00:25.505","15:00:00",5104,2.5399999999999999E-4,{"$f":"D5153*'2.Proyecto'!$E$18","v":1.2699999999999999E-2}]
["2014-08-01T16:00:25.510","16:00:00",5105,1.3700000000000002E-4,{"$f":"D5154*'2.Proyecto'!$E$18","v":6.8500000000000011E-3}]
["2014-08-01T17:00:25.515","17:00:00",5106,5.3999999999999998E-5,{"$f":"D5155*'2.Proyecto'!$E$18","v":2.6999999999999997E-3}]
["2014-08-01T18:00:25.520","18:00:00",5107,0,{"$f":"D5156*'2.Proyecto'!$E$18","v":0}]
["2014-08-01T19:00:25.525","19:00:00",5108,0,{"$f":"D5157*'2.Proyecto'!$E$18","v":0}]
["2014-08-01T20:00:25.530","20:00:00",5109,0,{"$f":"D5158*'2.Proyecto'!$E$18","v":0}]
["2014-08-01T21:00:25.535","21:00:00",5110,0,{"$f":"D5159*'2.Proyecto'!$E$18","v":0}]
["2014-08-01T22:00:25.540","22:00:00",5111,0,{"$f":"D5160*'2.Proyecto'!$E$18","v":0}]
["2014-08-01T23:00:25.545","23:00:00",5112,0,{"$f":"D5161*'2.Proyecto'!$E$18","v":0}]
["2014-08-02T00:00:25.550","00:00:00",5113,0,{"$f":"D5162*'2.Proyecto'!$E$18","v":0}]
["2014-08-02T01:00:25.555","01:00:00",5114,0,{"$f":"D5163*'2.Proyecto'!$E$18","v":0}]
["2014-08-02T02:00:25.560","02:00:00",5115,0,{"$f":"D5164*'2.Proyecto'!$E$18","v":0}]
["2014-08-02T03:00:25.565","03:00:00",5116,0,{"$f":"D5165*'2.Proyecto'!$E$18","v":0}]
["2014-08-02T04:00:25.570","04:00:00",5117,0,{"$f":"D5166*'2.Proyecto'!$E$18","v":0}]
["2014-08-02T05:00:25.575","05:00:00",5118,1.9999999999999999E-6,{"$f":"D5167*'2.Proyecto'!$E$18","v":9.9999999999999991E-5}]
["2014-08-02T06:00:25.580","06:00:00",5119,9.5000000000000005E-5,{"$f":"D5168*'2.Proyecto'!$E$18","v":4.7499999999999999E-3}]
["2014-08-02T07:00:25.585","07:00:00",5120,2.5399999999999999E-4,{"$f":"D5169*'2.Proyecto'!$E$18","v":1.2699999999999999E-2}]
["2014-08-02T08:00:25.590","08:00:00",5121,3.88E-4,{"$f":"D5170*'2.Proyecto'!$E$18","v":1.9400000000000001E-2}]
["2014-08-02T09:00:25.595","09:00:00",5122,4.84E-4,{"$f":"D5171*'2.Proyecto'!$E$18","v":2.4199999999999999E-2}]
["2014-08-02T10:00:25.600","10:00:00",5123,5.5400000000000002E-4,{"$f":"D5172*'2.Proyecto'!$E$18","v":2.7700000000000002E-2}]
["2014-08-02T11:00:25.605","11:00:00",5124,5.9599999999999996E-4,{"$f":"D5173*'2.Proyecto'!$E$18","v":2.9799999999999997E-2}]
["2014-08-02T12:00:25.610","12:00:00",5125,6.0099999999999997E-4,{"$f":"D5174*'2.Proyecto'!$E$18","v":3.005E-2}]
["2014-08-02T13:00:25.615","13:00:00",5126,5.6799999999999993E-4,{"$f":"D5175*'2.Proyecto'!$E$18","v":2.8399999999999995E-2}]
["2014-08-02T14:00:25.620","14:00:00",5127,4.9299999999999995E-4,{"$f":"D5176*'2.Proyecto'!$E$18","v":2.4649999999999998E-2}]
["2014-08-02T15:00:25.625","15:00:00",5128,3.5999999999999997E-4,{"$f":"D5177*'2.Proyecto'!$E$18","v":1.7999999999999999E-2}]
["2014-08-02T16:00:25.630","16:00:00",5129,2.3000000000000001E-4,{"$f":"D5178*'2.Proyecto'!$E$18","v":1.15E-2}]
["2014-08-02T17:00:25.635","17:00:00",5130,8.4000000000000009E-5,{"$f":"D5179*'2.Proyecto'!$E$18","v":4.2000000000000006E-3}]
["2014-08-02T18:00:25.640","18:00:00",5131,9.9999999999999995E-7,{"$f":"D5180*'2.Proyecto'!$E$18","v":4.9999999999999996E-5}]
["2014-08-02T19:00:25.645","19:00:00",5132,0,{"$f":"D5181*'2.Proyecto'!$E$18","v":0}]
["2014-08-02T20:00:25.650","20:00:00",5133,0,{"$f":"D5182*'2.Proyecto'!$E$18","v":0}]
["2014-08-02T21:00:25.655","21:00:00",5134,0,{"$f":"D5183*'2.Proyecto'!$E$18","v":0}]
["2014-08-02T22:00:25.660","22:00:00",5135,0,{"$f":"D5184*'2.Proyecto'!$E$18","v":0}]
["2014-08-02T23:00:25.665","23:00:00",5136,0,{"$f":"D5185*'2.Proyecto'!$E$18","v":0}]
["2014-08-03T00:00:25.670","00:00:00",5137,0,{"$f":"D5186*'2.Proyecto'!$E$18","v":0}]
["2014-08-03T01:00:25.675","01:00:00",5138,0,{"$f":"D5187*'2.Proyecto'!$E$18","v":0}]
["2014-08-03T02:00:25.680","02:00:00",5139,0,{"$f":"D5188*'2.Proyecto'!$E$18","v":0}]
["2014-08-03T03:00:25.685","03:00:00",5140,0,{"$f":"D5189*'2.Proyecto'!$E$18","v":0}]
["2014-08-03T04:00:25.690","04:00:00",5141,0,{"$f":"D5190*'2.Proyecto'!$E$18","v":0}]
["2014-08-03T05:00:25.695","05:00:00",5142,9.9999999999999995E-7,{"$f":"D5191*'2.Proyecto'!$E$18","v":4.9999999999999996E-5}]
["2014-08-03T06:00:25.700","06:00:00",5143,6.3999999999999997E-5,{"$f":"D5192*'2.Proyecto'!$E$18","v":3.1999999999999997E-3}]
["2014-08-03T07:00:25.705","07:00:00",5144,1.85E-4,{"$f":"D5193*'2.Proyecto'!$E$18","v":9.2499999999999995E-3}]
["2014-08-03T08:00:25.710","08:00:00",5145,3.2299999999999999E-4,{"$f":"D5194*'2.Proyecto'!$E$18","v":1.6150000000000001E-2}]
["2014-08-03T09:00:25.715","09:00:00",5146,4.4200000000000001E-4,{"$f":"D5195*'2.Proyecto'!$E$18","v":2.2100000000000002E-2}]
["2014-08-03T10:00:25.720","10:00:00",5147,5.1800000000000001E-4,{"$f":"D5196*'2.Proyecto'!$E$18","v":2.5899999999999999E-2}]
["2014-08-03T11:00:25.725","11:00:00",5148,5.3800000000000007E-4,{"$f":"D5197*'2.Proyecto'!$E$18","v":2.6900000000000004E-2}]
["2014-08-03T12:00:25.730","12:00:00",5149,5.1500000000000005E-4,{"$f":"D5198*'2.Proyecto'!$E$18","v":2.5750000000000002E-2}]
["2014-08-03T13:00:25.735","13:00:00",5150,4.6899999999999996E-4,{"$f":"D5199*'2.Proyecto'!$E$18","v":2.3449999999999999E-2}]
["2014-08-03T14:00:25.740","14:00:00",5151,3.4499999999999998E-4,{"$f":"D5200*'2.Proyecto'!$E$18","v":1.7249999999999998E-2}]
["2014-08-03T15:00:25.745","15:00:00",5152,2.4699999999999999E-4,{"$f":"D5201*'2.Proyecto'!$E$18","v":1.235E-2}]
["2014-08-03T16:00:25.750","16:00:00",5153,1.5300000000000001E-4,{"$f":"D5202*'2.Proyecto'!$E$18","v":7.6500000000000005E-3}]
["2014-08-03T17:00:25.755","17:00:00",5154,5.3999999999999998E-5,{"$f":"D5203*'2.Proyecto'!$E$18","v":2.6999999999999997E-3}]
["2014-08-03T18:00:25.760","18:00:00",5155,0,{"$f":"D5204*'2.Proyecto'!$E$18","v":0}]
["2014-08-03T19:00:25.765","19:00:00",5156,0,{"$f":"D5205*'2.Proyecto'!$E$18","v":0}]
["2014-08-03T20:00:25.770","20:00:00",5157,0,{"$f":"D5206*'2.Proyecto'!$E$18","v":0}]
["2014-08-03T21:00:25.775","21:00:00",5158,0,{"$f":"D5207*'2.Proyecto'!$E$18","v":0}]
["2014-08-03T22:00:25.780","22:00:00",5159,0,{"$f":"D5208*'2.Proyecto'!$E$18","v":0}]
["2014-08-03T23:00:25.785","23:00:00",5160,0,{"$f":"D5209*'2.Proyecto'!$E$18","v":0}]
["2014-08-04T00:00:25.790","00:00:00",5161,0,{"$f":"D5210*'2.Proyecto'!$E$18","v":0}]
["2014-08-04T01:00:25.795","01:00:00",5162,0,{"$f":"D5211*'2.Proyecto'!$E$18","v":0}]
["2014-08-04T02:00:25.800","02:00:00",5163,0,{"$f":"D5212*'2.Proyecto'!$E$18","v":0}]
["2014-08-04T03:00:25.805","03:00:00",5164,0,{"$f":"D5213*'2.Proyecto'!$E$18","v":0}]
["2014-08-04T04:00:25.810","04:00:00",5165,0,{"$f":"D5214*'2.Proyecto'!$E$18","v":0}]
["2014-08-04T05:00:25.815","05:00:00",5166,9.9999999999999995E-7,{"$f":"D5215*'2.Proyecto'!$E$18","v":4.9999999999999996E-5}]
["2014-08-04T06:00:25.820","06:00:00",5167,8.0000000000000007E-5,{"$f":"D5216*'2.Proyecto'!$E$18","v":4.0000000000000001E-3}]
["2014-08-04T07:00:25.825","07:00:00",5168,2.2100000000000001E-4,{"$f":"D5217*'2.Proyecto'!$E$18","v":1.1050000000000001E-2}]
["2014-08-04T08:00:25.830","08:00:00",5169,3.5E-4,{"$f":"D5218*'2.Proyecto'!$E$18","v":1.7499999999999998E-2}]
["2014-08-04T09:00:25.835","09:00:00",5170,4.5200000000000004E-4,{"$f":"D5219*'2.Proyecto'!$E$18","v":2.2600000000000002E-2}]
["2014-08-04T10:00:25.840","10:00:00",5171,4.8999999999999998E-4,{"$f":"D5220*'2.Proyecto'!$E$18","v":2.4500000000000001E-2}]
["2014-08-04T11:00:25.845","11:00:00",5172,5.3400000000000008E-4,{"$f":"D5221*'2.Proyecto'!$E$18","v":2.6700000000000005E-2}]
["2014-08-04T12:00:25.850","12:00:00",5173,5.6399999999999994E-4,{"$f":"D5222*'2.Proyecto'!$E$18","v":2.8199999999999996E-2}]
["2014-08-04T13:00:25.855","13:00:00",5174,5.2800000000000004E-4,{"$f":"D5223*'2.Proyecto'!$E$18","v":2.6400000000000003E-2}]
["2014-08-04T14:00:25.860","14:00:00",5175,4.37E-4,{"$f":"D5224*'2.Proyecto'!$E$18","v":2.1850000000000001E-2}]
["2014-08-04T15:00:25.865","15:00:00",5176,2.9399999999999999E-4,{"$f":"D5225*'2.Proyecto'!$E$18","v":1.47E-2}]
["2014-08-04T16:00:25.870","16:00:00",5177,1.4899999999999999E-4,{"$f":"D5226*'2.Proyecto'!$E$18","v":7.4499999999999992E-3}]
["2014-08-04T17:00:25.875","17:00:00",5178,4.8000000000000001E-5,{"$f":"D5227*'2.Proyecto'!$E$18","v":2.4000000000000002E-3}]
["2014-08-04T18:00:25.880","18:00:00",5179,0,{"$f":"D5228*'2.Proyecto'!$E$18","v":0}]
["2014-08-04T19:00:25.885","19:00:00",5180,0,{"$f":"D5229*'2.Proyecto'!$E$18","v":0}]
["2014-08-04T20:00:25.890","20:00:00",5181,0,{"$f":"D5230*'2.Proyecto'!$E$18","v":0}]
["2014-08-04T21:00:25.895","21:00:00",5182,0,{"$f":"D5231*'2.Proyecto'!$E$18","v":0}]
["2014-08-04T22:00:25.900","22:00:00",5183,0,{"$f":"D5232*'2.Proyecto'!$E$18","v":0}]
["2014-08-04T23:00:25.905","23:00:00",5184,0,{"$f":"D5233*'2.Proyecto'!$E$18","v":0}]
["2014-08-05T00:00:25.910","00:00:00",5185,0,{"$f":"D5234*'2.Proyecto'!$E$18","v":0}]
["2014-08-05T01:00:25.915","01:00:00",5186,0,{"$f":"D5235*'2.Proyecto'!$E$18","v":0}]
["2014-08-05T02:00:25.920","02:00:00",5187,0,{"$f":"D5236*'2.Proyecto'!$E$18","v":0}]
["2014-08-05T03:00:25.925","03:00:00",5188,0,{"$f":"D5237*'2.Proyecto'!$E$18","v":0}]
["2014-08-05T04:00:25.930","04:00:00",5189,0,{"$f":"D5238*'2.Proyecto'!$E$18","v":0}]
["2014-08-05T05:00:25.935","05:00:00",5190,9.9999999999999995E-7,{"$f":"D5239*'2.Proyecto'!$E$18","v":4.9999999999999996E-5}]
["2014-08-05T06:00:25.940","06:00:00",5191,8.1000000000000004E-5,{"$f":"D5240*'2.Proyecto'!$E$18","v":4.0499999999999998E-3}]
["2014-08-05T07:00:25.945","07:00:00",5192,2.1799999999999999E-4,{"$f":"D5241*'2.Proyecto'!$E$18","v":1.09E-2}]
["2014-08-05T08:00:25.950","08:00:00",5193,3.5299999999999996E-4,{"$f":"D5242*'2.Proyecto'!$E$18","v":1.7649999999999999E-2}]
["2014-08-05T09:00:25.955","09:00:00",5194,4.6600000000000005E-4,{"$f":"D5243*'2.Proyecto'!$E$18","v":2.3300000000000001E-2}]
["2014-08-05T10:00:25.960","10:00:00",5195,5.6599999999999999E-4,{"$f":"D5244*'2.Proyecto'!$E$18","v":2.8299999999999999E-2}]
["2014-08-05T11:00:25.965","11:00:00",5196,6.2600000000000004E-4,{"$f":"D5245*'2.Proyecto'!$E$18","v":3.1300000000000001E-2}]
["2014-08-05T12:00:25.970","12:00:00",5197,6.3699999999999998E-4,{"$f":"D5246*'2.Proyecto'!$E$18","v":3.1849999999999996E-2}]
["2014-08-05T13:00:25.975","13:00:00",5198,6.0599999999999998E-4,{"$f":"D5247*'2.Proyecto'!$E$18","v":3.0300000000000001E-2}]
["2014-08-05T14:00:25.980","14:00:00",5199,5.2900000000000006E-4,{"$f":"D5248*'2.Proyecto'!$E$18","v":2.6450000000000005E-2}]
["2014-08-05T15:00:25.985","15:00:00",5200,4.0400000000000001E-4,{"$f":"D5249*'2.Proyecto'!$E$18","v":2.0199999999999999E-2}]
["2014-08-05T16:00:25.990","16:00:00",5201,2.1900000000000001E-4,{"$f":"D5250*'2.Proyecto'!$E$18","v":1.0950000000000001E-2}]
["2014-08-05T17:00:25.995","17:00:00",5202,7.7999999999999999E-5,{"$f":"D5251*'2.Proyecto'!$E$18","v":3.8999999999999998E-3}]
["2014-08-05T18:00:26","18:00:00",5203,0,{"$f":"D5252*'2.Proyecto'!$E$18","v":0}]
["2014-08-05T19:00:26.005","19:00:00",5204,0,{"$f":"D5253*'2.Proyecto'!$E$18","v":0}]
["2014-08-05T20:00:26.010","20:00:00",5205,0,{"$f":"D5254*'2.Proyecto'!$E$18","v":0}]
["2014-08-05T21:00:26.015","21:00:00",5206,0,{"$f":"D5255*'2.Proyecto'!$E$18","v":0}]
["2014-08-05T22:00:26.020","22:00:00",5207,0,{"$f":"D5256*'2.Proyecto'!$E$18","v":0}]
["2014-08-05T23:00:26.025","23:00:00",5208,0,{"$f":"D5257*'2.Proyecto'!$E$18","v":0}]
["2014-08-06T00:00:26.030","00:00:00",5209,0,{"$f":"D5258*'2.Proyecto'!$E$18","v":0}]
["2014-08-06T01:00:26.035","01:00:00",5210,0,{"$f":"D5259*'2.Proyecto'!$E$18","v":0}]
["2014-08-06T02:00:26.040","02:00:00",5211,0,{"$f":"D5260*'2.Proyecto'!$E$18","v":0}]
["2014-08-06T03:00:26.045","03:00:00",5212,0,{"$f":"D5261*'2.Proyecto'!$E$18","v":0}]
["2014-08-06T04:00:26.050","04:00:00",5213,0,{"$f":"D5262*'2.Proyecto'!$E$18","v":0}]
["2014-08-06T05:00:26.055","05:00:00",5214,0,{"$f":"D5263*'2.Proyecto'!$E$18","v":0}]
["2014-08-06T06:00:26.060","06:00:00",5215,5.1E-5,{"$f":"D5264*'2.Proyecto'!$E$18","v":2.5500000000000002E-3}]
["2014-08-06T07:00:26.065","07:00:00",5216,1.54E-4,{"$f":"D5265*'2.Proyecto'!$E$18","v":7.7000000000000002E-3}]
["2014-08-06T08:00:26.070","08:00:00",5217,2.61E-4,{"$f":"D5266*'2.Proyecto'!$E$18","v":1.3050000000000001E-2}]
["2014-08-06T09:00:26.075","09:00:00",5218,3.7599999999999998E-4,{"$f":"D5267*'2.Proyecto'!$E$18","v":1.8799999999999997E-2}]
["2014-08-06T10:00:26.080","10:00:00",5219,4.8299999999999998E-4,{"$f":"D5268*'2.Proyecto'!$E$18","v":2.4149999999999998E-2}]
["2014-08-06T11:00:26.085","11:00:00",5220,5.6100000000000008E-4,{"$f":"D5269*'2.Proyecto'!$E$18","v":2.8050000000000005E-2}]
["2014-08-06T12:00:26.090","12:00:00",5221,5.9099999999999995E-4,{"$f":"D5270*'2.Proyecto'!$E$18","v":2.9549999999999996E-2}]
["2014-08-06T13:00:26.095","13:00:00",5222,5.6599999999999999E-4,{"$f":"D5271*'2.Proyecto'!$E$18","v":2.8299999999999999E-2}]
["2014-08-06T14:00:26.100","14:00:00",5223,4.8499999999999997E-4,{"$f":"D5272*'2.Proyecto'!$E$18","v":2.4249999999999997E-2}]
["2014-08-06T15:00:26.105","15:00:00",5224,3.19E-4,{"$f":"D5273*'2.Proyecto'!$E$18","v":1.5949999999999999E-2}]
["2014-08-06T16:00:26.110","16:00:00",5225,1.95E-4,{"$f":"D5274*'2.Proyecto'!$E$18","v":9.75E-3}]
["2014-08-06T17:00:26.115","17:00:00",5226,6.5000000000000008E-5,{"$f":"D5275*'2.Proyecto'!$E$18","v":3.2500000000000003E-3}]
["2014-08-06T18:00:26.120","18:00:00",5227,0,{"$f":"D5276*'2.Proyecto'!$E$18","v":0}]
["2014-08-06T19:00:26.125","19:00:00",5228,0,{"$f":"D5277*'2.Proyecto'!$E$18","v":0}]
["2014-08-06T20:00:26.130","20:00:00",5229,0,{"$f":"D5278*'2.Proyecto'!$E$18","v":0}]
["2014-08-06T21:00:26.135","21:00:00",5230,0,{"$f":"D5279*'2.Proyecto'!$E$18","v":0}]
["2014-08-06T22:00:26.140","22:00:00",5231,0,{"$f":"D5280*'2.Proyecto'!$E$18","v":0}]
["2014-08-06T23:00:26.145","23:00:00",5232,0,{"$f":"D5281*'2.Proyecto'!$E$18","v":0}]
["2014-08-07T00:00:26.150","00:00:00",5233,0,{"$f":"D5282*'2.Proyecto'!$E$18","v":0}]
["2014-08-07T01:00:26.155","01:00:00",5234,0,{"$f":"D5283*'2.Proyecto'!$E$18","v":0}]
["2014-08-07T02:00:26.160","02:00:00",5235,0,{"$f":"D5284*'2.Proyecto'!$E$18","v":0}]
["2014-08-07T03:00:26.165","03:00:00",5236,0,{"$f":"D5285*'2.Proyecto'!$E$18","v":0}]
["2014-08-07T04:00:26.170","04:00:00",5237,0,{"$f":"D5286*'2.Proyecto'!$E$18","v":0}]
["2014-08-07T05:00:26.175","05:00:00",5238,0,{"$f":"D5287*'2.Proyecto'!$E$18","v":0}]
["2014-08-07T06:00:26.180","06:00:00",5239,5.1E-5,{"$f":"D5288*'2.Proyecto'!$E$18","v":2.5500000000000002E-3}]
["2014-08-07T07:00:26.185","07:00:00",5240,1.5900000000000002E-4,{"$f":"D5289*'2.Proyecto'!$E$18","v":7.9500000000000005E-3}]
["2014-08-07T08:00:26.190","08:00:00",5241,2.7800000000000004E-4,{"$f":"D5290*'2.Proyecto'!$E$18","v":1.3900000000000003E-2}]
["2014-08-07T09:00:26.195","09:00:00",5242,3.9600000000000003E-4,{"$f":"D5291*'2.Proyecto'!$E$18","v":1.9800000000000002E-2}]
["2014-08-07T10:00:26.200","10:00:00",5243,4.8200000000000001E-4,{"$f":"D5292*'2.Proyecto'!$E$18","v":2.41E-2}]
["2014-08-07T11:00:26.205","11:00:00",5244,5.2500000000000008E-4,{"$f":"D5293*'2.Proyecto'!$E$18","v":2.6250000000000002E-2}]
["2014-08-07T12:00:26.210","12:00:00",5245,5.2599999999999999E-4,{"$f":"D5294*'2.Proyecto'!$E$18","v":2.63E-2}]
["2014-08-07T13:00:26.215","13:00:00",5246,4.9899999999999999E-4,{"$f":"D5295*'2.Proyecto'!$E$18","v":2.495E-2}]
["2014-08-07T14:00:26.220","14:00:00",5247,4.2699999999999997E-4,{"$f":"D5296*'2.Proyecto'!$E$18","v":2.1349999999999997E-2}]
["2014-08-07T15:00:26.225","15:00:00",5248,2.9999999999999997E-4,{"$f":"D5297*'2.Proyecto'!$E$18","v":1.4999999999999999E-2}]
["2014-08-07T16:00:26.230","16:00:00",5249,1.8900000000000001E-4,{"$f":"D5298*'2.Proyecto'!$E$18","v":9.4500000000000001E-3}]
["2014-08-07T17:00:26.235","17:00:00",5250,6.5000000000000008E-5,{"$f":"D5299*'2.Proyecto'!$E$18","v":3.2500000000000003E-3}]
["2014-08-07T18:00:26.240","18:00:00",5251,0,{"$f":"D5300*'2.Proyecto'!$E$18","v":0}]
["2014-08-07T19:00:26.245","19:00:00",5252,0,{"$f":"D5301*'2.Proyecto'!$E$18","v":0}]
["2014-08-07T20:00:26.250","20:00:00",5253,0,{"$f":"D5302*'2.Proyecto'!$E$18","v":0}]
["2014-08-07T21:00:26.255","21:00:00",5254,0,{"$f":"D5303*'2.Proyecto'!$E$18","v":0}]
["2014-08-07T22:00:26.260","22:00:00",5255,0,{"$f":"D5304*'2.Proyecto'!$E$18","v":0}]
["2014-08-07T23:00:26.265","23:00:00",5256,0,{"$f":"D5305*'2.Proyecto'!$E$18","v":0}]
["2014-08-08T00:00:26.270","00:00:00",5257,0,{"$f":"D5306*'2.Proyecto'!$E$18","v":0}]
["2014-08-08T01:00:26.275","01:00:00",5258,0,{"$f":"D5307*'2.Proyecto'!$E$18","v":0}]
["2014-08-08T02:00:26.280","02:00:00",5259,0,{"$f":"D5308*'2.Proyecto'!$E$18","v":0}]
["2014-08-08T03:00:26.285","03:00:00",5260,0,{"$f":"D5309*'2.Proyecto'!$E$18","v":0}]
["2014-08-08T04:00:26.290","04:00:00",5261,0,{"$f":"D5310*'2.Proyecto'!$E$18","v":0}]
["2014-08-08T05:00:26.295","05:00:00",5262,0,{"$f":"D5311*'2.Proyecto'!$E$18","v":0}]
["2014-08-08T06:00:26.300","06:00:00",5263,5.5000000000000002E-5,{"$f":"D5312*'2.Proyecto'!$E$18","v":2.7500000000000003E-3}]
["2014-08-08T07:00:26.305","07:00:00",5264,1.6000000000000001E-4,{"$f":"D5313*'2.Proyecto'!$E$18","v":8.0000000000000002E-3}]
["2014-08-08T08:00:26.310","08:00:00",5265,2.5399999999999999E-4,{"$f":"D5314*'2.Proyecto'!$E$18","v":1.2699999999999999E-2}]
["2014-08-08T09:00:26.315","09:00:00",5266,3.5799999999999997E-4,{"$f":"D5315*'2.Proyecto'!$E$18","v":1.7899999999999999E-2}]
["2014-08-08T10:00:26.320","10:00:00",5267,4.3800000000000002E-4,{"$f":"D5316*'2.Proyecto'!$E$18","v":2.1900000000000003E-2}]
["2014-08-08T11:00:26.325","11:00:00",5268,4.7299999999999995E-4,{"$f":"D5317*'2.Proyecto'!$E$18","v":2.3649999999999997E-2}]
["2014-08-08T12:00:26.330","12:00:00",5269,4.9100000000000001E-4,{"$f":"D5318*'2.Proyecto'!$E$18","v":2.4549999999999999E-2}]
["2014-08-08T13:00:26.335","13:00:00",5270,4.7399999999999997E-4,{"$f":"D5319*'2.Proyecto'!$E$18","v":2.3699999999999999E-2}]
["2014-08-08T14:00:26.340","14:00:00",5271,3.9800000000000002E-4,{"$f":"D5320*'2.Proyecto'!$E$18","v":1.9900000000000001E-2}]
["2014-08-08T15:00:26.345","15:00:00",5272,2.72E-4,{"$f":"D5321*'2.Proyecto'!$E$18","v":1.3599999999999999E-2}]
["2014-08-08T16:00:26.350","16:00:00",5273,1.5799999999999999E-4,{"$f":"D5322*'2.Proyecto'!$E$18","v":7.899999999999999E-3}]
["2014-08-08T17:00:26.355","17:00:00",5274,5.1E-5,{"$f":"D5323*'2.Proyecto'!$E$18","v":2.5500000000000002E-3}]
["2014-08-08T18:00:26.360","18:00:00",5275,0,{"$f":"D5324*'2.Proyecto'!$E$18","v":0}]
["2014-08-08T19:00:26.365","19:00:00",5276,0,{"$f":"D5325*'2.Proyecto'!$E$18","v":0}]
["2014-08-08T20:00:26.370","20:00:00",5277,0,{"$f":"D5326*'2.Proyecto'!$E$18","v":0}]
["2014-08-08T21:00:26.375","21:00:00",5278,0,{"$f":"D5327*'2.Proyecto'!$E$18","v":0}]
["2014-08-08T22:00:26.380","22:00:00",5279,0,{"$f":"D5328*'2.Proyecto'!$E$18","v":0}]
["2014-08-08T23:00:26.385","23:00:00",5280,0,{"$f":"D5329*'2.Proyecto'!$E$18","v":0}]
["2014-08-09T00:00:26.390","00:00:00",5281,0,{"$f":"D5330*'2.Proyecto'!$E$18","v":0}]
["2014-08-09T01:00:26.395","01:00:00",5282,0,{"$f":"D5331*'2.Proyecto'!$E$18","v":0}]
["2014-08-09T02:00:26.400","02:00:00",5283,0,{"$f":"D5332*'2.Proyecto'!$E$18","v":0}]
["2014-08-09T03:00:26.405","03:00:00",5284,0,{"$f":"D5333*'2.Proyecto'!$E$18","v":0}]
["2014-08-09T04:00:26.410","04:00:00",5285,0,{"$f":"D5334*'2.Proyecto'!$E$18","v":0}]
["2014-08-09T05:00:26.415","05:00:00",5286,0,{"$f":"D5335*'2.Proyecto'!$E$18","v":0}]
["2014-08-09T06:00:26.420","06:00:00",5287,4.9000000000000005E-5,{"$f":"D5336*'2.Proyecto'!$E$18","v":2.4500000000000004E-3}]
["2014-08-09T07:00:26.425","07:00:00",5288,1.47E-4,{"$f":"D5337*'2.Proyecto'!$E$18","v":7.3499999999999998E-3}]
["2014-08-09T08:00:26.430","08:00:00",5289,2.5300000000000002E-4,{"$f":"D5338*'2.Proyecto'!$E$18","v":1.2650000000000002E-2}]
["2014-08-09T09:00:26.435","09:00:00",5290,3.6199999999999996E-4,{"$f":"D5339*'2.Proyecto'!$E$18","v":1.8099999999999998E-2}]
["2014-08-09T10:00:26.440","10:00:00",5291,4.7299999999999995E-4,{"$f":"D5340*'2.Proyecto'!$E$18","v":2.3649999999999997E-2}]
["2014-08-09T11:00:26.445","11:00:00",5292,5.5100000000000006E-4,{"$f":"D5341*'2.Proyecto'!$E$18","v":2.7550000000000002E-2}]
["2014-08-09T12:00:26.450","12:00:00",5293,5.7799999999999995E-4,{"$f":"D5342*'2.Proyecto'!$E$18","v":2.8899999999999999E-2}]
["2014-08-09T13:00:26.455","13:00:00",5294,5.5100000000000006E-4,{"$f":"D5343*'2.Proyecto'!$E$18","v":2.7550000000000002E-2}]
["2014-08-09T14:00:26.460","14:00:00",5295,4.6300000000000003E-4,{"$f":"D5344*'2.Proyecto'!$E$18","v":2.315E-2}]
["2014-08-09T15:00:26.465","15:00:00",5296,2.8799999999999995E-4,{"$f":"D5345*'2.Proyecto'!$E$18","v":1.4399999999999998E-2}]
["2014-08-09T16:00:26.470","16:00:00",5297,1.7699999999999999E-4,{"$f":"D5346*'2.Proyecto'!$E$18","v":8.8500000000000002E-3}]
["2014-08-09T17:00:26.475","17:00:00",5298,6.0999999999999999E-5,{"$f":"D5347*'2.Proyecto'!$E$18","v":3.0499999999999998E-3}]
["2014-08-09T18:00:26.480","18:00:00",5299,0,{"$f":"D5348*'2.Proyecto'!$E$18","v":0}]
["2014-08-09T19:00:26.485","19:00:00",5300,0,{"$f":"D5349*'2.Proyecto'!$E$18","v":0}]
["2014-08-09T20:00:26.490","20:00:00",5301,0,{"$f":"D5350*'2.Proyecto'!$E$18","v":0}]
["2014-08-09T21:00:26.495","21:00:00",5302,0,{"$f":"D5351*'2.Proyecto'!$E$18","v":0}]
["2014-08-09T22:00:26.500","22:00:00",5303,0,{"$f":"D5352*'2.Proyecto'!$E$18","v":0}]
["2014-08-09T23:00:26.505","23:00:00",5304,0,{"$f":"D5353*'2.Proyecto'!$E$18","v":0}]
["2014-08-10T00:00:26.510","00:00:00",5305,0,{"$f":"D5354*'2.Proyecto'!$E$18","v":0}]
["2014-08-10T01:00:26.515","01:00:00",5306,0,{"$f":"D5355*'2.Proyecto'!$E$18","v":0}]
["2014-08-10T02:00:26.520","02:00:00",5307,0,{"$f":"D5356*'2.Proyecto'!$E$18","v":0}]
["2014-08-10T03:00:26.525","03:00:00",5308,0,{"$f":"D5357*'2.Proyecto'!$E$18","v":0}]
["2014-08-10T04:00:26.530","04:00:00",5309,0,{"$f":"D5358*'2.Proyecto'!$E$18","v":0}]
["2014-08-10T05:00:26.535","05:00:00",5310,0,{"$f":"D5359*'2.Proyecto'!$E$18","v":0}]
["2014-08-10T06:00:26.540","06:00:00",5311,6.0999999999999999E-5,{"$f":"D5360*'2.Proyecto'!$E$18","v":3.0499999999999998E-3}]
["2014-08-10T07:00:26.545","07:00:00",5312,1.83E-4,{"$f":"D5361*'2.Proyecto'!$E$18","v":9.1500000000000001E-3}]
["2014-08-10T08:00:26.550","08:00:00",5313,2.9499999999999996E-4,{"$f":"D5362*'2.Proyecto'!$E$18","v":1.4749999999999997E-2}]
["2014-08-10T09:00:26.555","09:00:00",5314,4.2400000000000001E-4,{"$f":"D5363*'2.Proyecto'!$E$18","v":2.12E-2}]
["2014-08-10T10:00:26.560","10:00:00",5315,5.31E-4,{"$f":"D5364*'2.Proyecto'!$E$18","v":2.6550000000000001E-2}]
["2014-08-10T11:00:26.565","11:00:00",5316,5.8500000000000002E-4,{"$f":"D5365*'2.Proyecto'!$E$18","v":2.9250000000000002E-2}]
["2014-08-10T12:00:26.570","12:00:00",5317,5.8699999999999996E-4,{"$f":"D5366*'2.Proyecto'!$E$18","v":2.9349999999999998E-2}]
["2014-08-10T13:00:26.575","13:00:00",5318,5.2300000000000003E-4,{"$f":"D5367*'2.Proyecto'!$E$18","v":2.615E-2}]
["2014-08-10T14:00:26.580","14:00:00",5319,4.0500000000000003E-4,{"$f":"D5368*'2.Proyecto'!$E$18","v":2.0250000000000001E-2}]
["2014-08-10T15:00:26.585","15:00:00",5320,2.92E-4,{"$f":"D5369*'2.Proyecto'!$E$18","v":1.46E-2}]
["2014-08-10T16:00:26.590","16:00:00",5321,1.5300000000000001E-4,{"$f":"D5370*'2.Proyecto'!$E$18","v":7.6500000000000005E-3}]
["2014-08-10T17:00:26.595","17:00:00",5322,5.0000000000000002E-5,{"$f":"D5371*'2.Proyecto'!$E$18","v":2.5000000000000001E-3}]
["2014-08-10T18:00:26.600","18:00:00",5323,0,{"$f":"D5372*'2.Proyecto'!$E$18","v":0}]
["2014-08-10T19:00:26.605","19:00:00",5324,0,{"$f":"D5373*'2.Proyecto'!$E$18","v":0}]
["2014-08-10T20:00:26.610","20:00:00",5325,0,{"$f":"D5374*'2.Proyecto'!$E$18","v":0}]
["2014-08-10T21:00:26.615","21:00:00",5326,0,{"$f":"D5375*'2.Proyecto'!$E$18","v":0}]
["2014-08-10T22:00:26.620","22:00:00",5327,0,{"$f":"D5376*'2.Proyecto'!$E$18","v":0}]
["2014-08-10T23:00:26.625","23:00:00",5328,0,{"$f":"D5377*'2.Proyecto'!$E$18","v":0}]
["2014-08-11T00:00:26.630","00:00:00",5329,0,{"$f":"D5378*'2.Proyecto'!$E$18","v":0}]
["2014-08-11T01:00:26.635","01:00:00",5330,0,{"$f":"D5379*'2.Proyecto'!$E$18","v":0}]
["2014-08-11T02:00:26.640","02:00:00",5331,0,{"$f":"D5380*'2.Proyecto'!$E$18","v":0}]
["2014-08-11T03:00:26.645","03:00:00",5332,0,{"$f":"D5381*'2.Proyecto'!$E$18","v":0}]
["2014-08-11T04:00:26.650","04:00:00",5333,0,{"$f":"D5382*'2.Proyecto'!$E$18","v":0}]
["2014-08-11T05:00:26.655","05:00:00",5334,0,{"$f":"D5383*'2.Proyecto'!$E$18","v":0}]
["2014-08-11T06:00:26.660","06:00:00",5335,7.7000000000000001E-5,{"$f":"D5384*'2.Proyecto'!$E$18","v":3.8500000000000001E-3}]
["2014-08-11T07:00:26.665","07:00:00",5336,2.2800000000000001E-4,{"$f":"D5385*'2.Proyecto'!$E$18","v":1.14E-2}]
["2014-08-11T08:00:26.670","08:00:00",5337,3.68E-4,{"$f":"D5386*'2.Proyecto'!$E$18","v":1.84E-2}]
["2014-08-11T09:00:26.675","09:00:00",5338,4.9899999999999999E-4,{"$f":"D5387*'2.Proyecto'!$E$18","v":2.495E-2}]
["2014-08-11T10:00:26.680","10:00:00",5339,5.8500000000000002E-4,{"$f":"D5388*'2.Proyecto'!$E$18","v":2.9250000000000002E-2}]
["2014-08-11T11:00:26.685","11:00:00",5340,6.3000000000000003E-4,{"$f":"D5389*'2.Proyecto'!$E$18","v":3.15E-2}]
["2014-08-11T12:00:26.690","12:00:00",5341,6.2699999999999995E-4,{"$f":"D5390*'2.Proyecto'!$E$18","v":3.1349999999999996E-2}]
["2014-08-11T13:00:26.695","13:00:00",5342,5.7799999999999995E-4,{"$f":"D5391*'2.Proyecto'!$E$18","v":2.8899999999999999E-2}]
["2014-08-11T14:00:26.700","14:00:00",5343,4.8499999999999997E-4,{"$f":"D5392*'2.Proyecto'!$E$18","v":2.4249999999999997E-2}]
["2014-08-11T15:00:26.705","15:00:00",5344,3.4899999999999997E-4,{"$f":"D5393*'2.Proyecto'!$E$18","v":1.745E-2}]
["2014-08-11T16:00:26.710","16:00:00",5345,1.95E-4,{"$f":"D5394*'2.Proyecto'!$E$18","v":9.75E-3}]
["2014-08-11T17:00:26.715","17:00:00",5346,6.0999999999999999E-5,{"$f":"D5395*'2.Proyecto'!$E$18","v":3.0499999999999998E-3}]
["2014-08-11T18:00:26.720","18:00:00",5347,0,{"$f":"D5396*'2.Proyecto'!$E$18","v":0}]
["2014-08-11T19:00:26.725","19:00:00",5348,0,{"$f":"D5397*'2.Proyecto'!$E$18","v":0}]
["2014-08-11T20:00:26.730","20:00:00",5349,0,{"$f":"D5398*'2.Proyecto'!$E$18","v":0}]
["2014-08-11T21:00:26.735","21:00:00",5350,0,{"$f":"D5399*'2.Proyecto'!$E$18","v":0}]
["2014-08-11T22:00:26.740","22:00:00",5351,0,{"$f":"D5400*'2.Proyecto'!$E$18","v":0}]
["2014-08-11T23:00:26.745","23:00:00",5352,0,{"$f":"D5401*'2.Proyecto'!$E$18","v":0}]
["2014-08-12T00:00:26.750","00:00:00",5353,0,{"$f":"D5402*'2.Proyecto'!$E$18","v":0}]
["2014-08-12T01:00:26.755","01:00:00",5354,0,{"$f":"D5403*'2.Proyecto'!$E$18","v":0}]
["2014-08-12T02:00:26.760","02:00:00",5355,0,{"$f":"D5404*'2.Proyecto'!$E$18","v":0}]
["2014-08-12T03:00:26.765","03:00:00",5356,0,{"$f":"D5405*'2.Proyecto'!$E$18","v":0}]
["2014-08-12T04:00:26.770","04:00:00",5357,0,{"$f":"D5406*'2.Proyecto'!$E$18","v":0}]
["2014-08-12T05:00:26.775","05:00:00",5358,0,{"$f":"D5407*'2.Proyecto'!$E$18","v":0}]
["2014-08-12T06:00:26.780","06:00:00",5359,5.3000000000000001E-5,{"$f":"D5408*'2.Proyecto'!$E$18","v":2.65E-3}]
["2014-08-12T07:00:26.785","07:00:00",5360,1.54E-4,{"$f":"D5409*'2.Proyecto'!$E$18","v":7.7000000000000002E-3}]
["2014-08-12T08:00:26.790","08:00:00",5361,2.5000000000000001E-4,{"$f":"D5410*'2.Proyecto'!$E$18","v":1.2500000000000001E-2}]
["2014-08-12T09:00:26.795","09:00:00",5362,3.3700000000000001E-4,{"$f":"D5411*'2.Proyecto'!$E$18","v":1.685E-2}]
["2014-08-12T10:00:26.800","10:00:00",5363,3.9100000000000002E-4,{"$f":"D5412*'2.Proyecto'!$E$18","v":1.9550000000000001E-2}]
["2014-08-12T11:00:26.805","11:00:00",5364,4.28E-4,{"$f":"D5413*'2.Proyecto'!$E$18","v":2.1399999999999999E-2}]
["2014-08-12T12:00:26.810","12:00:00",5365,4.35E-4,{"$f":"D5414*'2.Proyecto'!$E$18","v":2.1749999999999999E-2}]
["2014-08-12T13:00:26.815","13:00:00",5366,3.9600000000000003E-4,{"$f":"D5415*'2.Proyecto'!$E$18","v":1.9800000000000002E-2}]
["2014-08-12T14:00:26.820","14:00:00",5367,3.4100000000000005E-4,{"$f":"D5416*'2.Proyecto'!$E$18","v":1.7050000000000003E-2}]
["2014-08-12T15:00:26.825","15:00:00",5368,2.5500000000000002E-4,{"$f":"D5417*'2.Proyecto'!$E$18","v":1.2750000000000001E-2}]
["2014-08-12T16:00:26.830","16:00:00",5369,1.4199999999999998E-4,{"$f":"D5418*'2.Proyecto'!$E$18","v":7.0999999999999987E-3}]
["2014-08-12T17:00:26.835","17:00:00",5370,5.1E-5,{"$f":"D5419*'2.Proyecto'!$E$18","v":2.5500000000000002E-3}]
["2014-08-12T18:00:26.840","18:00:00",5371,0,{"$f":"D5420*'2.Proyecto'!$E$18","v":0}]
["2014-08-12T19:00:26.845","19:00:00",5372,0,{"$f":"D5421*'2.Proyecto'!$E$18","v":0}]
["2014-08-12T20:00:26.850","20:00:00",5373,0,{"$f":"D5422*'2.Proyecto'!$E$18","v":0}]
["2014-08-12T21:00:26.855","21:00:00",5374,0,{"$f":"D5423*'2.Proyecto'!$E$18","v":0}]
["2014-08-12T22:00:26.860","22:00:00",5375,0,{"$f":"D5424*'2.Proyecto'!$E$18","v":0}]
["2014-08-12T23:00:26.865","23:00:00",5376,0,{"$f":"D5425*'2.Proyecto'!$E$18","v":0}]
["2014-08-13T00:00:26.870","00:00:00",5377,0,{"$f":"D5426*'2.Proyecto'!$E$18","v":0}]
["2014-08-13T01:00:26.875","01:00:00",5378,0,{"$f":"D5427*'2.Proyecto'!$E$18","v":0}]
["2014-08-13T02:00:26.880","02:00:00",5379,0,{"$f":"D5428*'2.Proyecto'!$E$18","v":0}]
["2014-08-13T03:00:26.885","03:00:00",5380,0,{"$f":"D5429*'2.Proyecto'!$E$18","v":0}]
["2014-08-13T04:00:26.890","04:00:00",5381,0,{"$f":"D5430*'2.Proyecto'!$E$18","v":0}]
["2014-08-13T05:00:26.895","05:00:00",5382,0,{"$f":"D5431*'2.Proyecto'!$E$18","v":0}]
["2014-08-13T06:00:26.900","06:00:00",5383,5.3000000000000001E-5,{"$f":"D5432*'2.Proyecto'!$E$18","v":2.65E-3}]
["2014-08-13T07:00:26.905","07:00:00",5384,1.7100000000000001E-4,{"$f":"D5433*'2.Proyecto'!$E$18","v":8.5500000000000003E-3}]
["2014-08-13T08:00:26.910","08:00:00",5385,2.7500000000000002E-4,{"$f":"D5434*'2.Proyecto'!$E$18","v":1.375E-2}]
["2014-08-13T09:00:26.915","09:00:00",5386,3.3199999999999999E-4,{"$f":"D5435*'2.Proyecto'!$E$18","v":1.66E-2}]
["2014-08-13T10:00:26.920","10:00:00",5387,3.9300000000000001E-4,{"$f":"D5436*'2.Proyecto'!$E$18","v":1.9650000000000001E-2}]
["2014-08-13T11:00:26.925","11:00:00",5388,4.6300000000000003E-4,{"$f":"D5437*'2.Proyecto'!$E$18","v":2.315E-2}]
["2014-08-13T12:00:26.930","12:00:00",5389,5.0299999999999997E-4,{"$f":"D5438*'2.Proyecto'!$E$18","v":2.5149999999999999E-2}]
["2014-08-13T13:00:26.935","13:00:00",5390,4.9200000000000003E-4,{"$f":"D5439*'2.Proyecto'!$E$18","v":2.46E-2}]
["2014-08-13T14:00:26.940","14:00:00",5391,4.4299999999999998E-4,{"$f":"D5440*'2.Proyecto'!$E$18","v":2.215E-2}]
["2014-08-13T15:00:26.945","15:00:00",5392,3.1599999999999998E-4,{"$f":"D5441*'2.Proyecto'!$E$18","v":1.5799999999999998E-2}]
["2014-08-13T16:00:26.950","16:00:00",5393,1.8099999999999998E-4,{"$f":"D5442*'2.Proyecto'!$E$18","v":9.049999999999999E-3}]
["2014-08-13T17:00:26.955","17:00:00",5394,6.2000000000000003E-5,{"$f":"D5443*'2.Proyecto'!$E$18","v":3.1000000000000003E-3}]
["2014-08-13T18:00:26.960","18:00:00",5395,0,{"$f":"D5444*'2.Proyecto'!$E$18","v":0}]
["2014-08-13T19:00:26.965","19:00:00",5396,0,{"$f":"D5445*'2.Proyecto'!$E$18","v":0}]
["2014-08-13T20:00:26.970","20:00:00",5397,0,{"$f":"D5446*'2.Proyecto'!$E$18","v":0}]
["2014-08-13T21:00:26.975","21:00:00",5398,0,{"$f":"D5447*'2.Proyecto'!$E$18","v":0}]
["2014-08-13T22:00:26.980","22:00:00",5399,0,{"$f":"D5448*'2.Proyecto'!$E$18","v":0}]
["2014-08-13T23:00:26.985","23:00:00",5400,0,{"$f":"D5449*'2.Proyecto'!$E$18","v":0}]
["2014-08-14T00:00:26.990","00:00:00",5401,0,{"$f":"D5450*'2.Proyecto'!$E$18","v":0}]
["2014-08-14T01:00:26.995","01:00:00",5402,0,{"$f":"D5451*'2.Proyecto'!$E$18","v":0}]
["2014-08-14T02:00:27","02:00:00",5403,0,{"$f":"D5452*'2.Proyecto'!$E$18","v":0}]
["2014-08-14T03:00:27.005","03:00:00",5404,0,{"$f":"D5453*'2.Proyecto'!$E$18","v":0}]
["2014-08-14T04:00:27.010","04:00:00",5405,0,{"$f":"D5454*'2.Proyecto'!$E$18","v":0}]
["2014-08-14T05:00:27.015","05:00:00",5406,0,{"$f":"D5455*'2.Proyecto'!$E$18","v":0}]
["2014-08-14T06:00:27.020","06:00:00",5407,8.1000000000000004E-5,{"$f":"D5456*'2.Proyecto'!$E$18","v":4.0499999999999998E-3}]
["2014-08-14T07:00:27.025","07:00:00",5408,2.3400000000000002E-4,{"$f":"D5457*'2.Proyecto'!$E$18","v":1.17E-2}]
["2014-08-14T08:00:27.030","08:00:00",5409,3.8900000000000002E-4,{"$f":"D5458*'2.Proyecto'!$E$18","v":1.9450000000000002E-2}]
["2014-08-14T09:00:27.035","09:00:00",5410,5.13E-4,{"$f":"D5459*'2.Proyecto'!$E$18","v":2.5649999999999999E-2}]
["2014-08-14T10:00:27.040","10:00:00",5411,5.9400000000000002E-4,{"$f":"D5460*'2.Proyecto'!$E$18","v":2.9700000000000001E-2}]
["2014-08-14T11:00:27.045","11:00:00",5412,6.4599999999999998E-4,{"$f":"D5461*'2.Proyecto'!$E$18","v":3.2300000000000002E-2}]
["2014-08-14T12:00:27.050","12:00:00",5413,6.5200000000000002E-4,{"$f":"D5462*'2.Proyecto'!$E$18","v":3.2600000000000004E-2}]
["2014-08-14T13:00:27.055","13:00:00",5414,6.1899999999999998E-4,{"$f":"D5463*'2.Proyecto'!$E$18","v":3.0949999999999998E-2}]
["2014-08-14T14:00:27.060","14:00:00",5415,5.3600000000000002E-4,{"$f":"D5464*'2.Proyecto'!$E$18","v":2.6800000000000001E-2}]
["2014-08-14T15:00:27.065","15:00:00",5416,3.77E-4,{"$f":"D5465*'2.Proyecto'!$E$18","v":1.8849999999999999E-2}]
["2014-08-14T16:00:27.070","16:00:00",5417,2.12E-4,{"$f":"D5466*'2.Proyecto'!$E$18","v":1.06E-2}]
["2014-08-14T17:00:27.075","17:00:00",5418,7.3999999999999996E-5,{"$f":"D5467*'2.Proyecto'!$E$18","v":3.6999999999999997E-3}]
["2014-08-14T18:00:27.080","18:00:00",5419,0,{"$f":"D5468*'2.Proyecto'!$E$18","v":0}]
["2014-08-14T19:00:27.085","19:00:00",5420,0,{"$f":"D5469*'2.Proyecto'!$E$18","v":0}]
["2014-08-14T20:00:27.090","20:00:00",5421,0,{"$f":"D5470*'2.Proyecto'!$E$18","v":0}]
["2014-08-14T21:00:27.095","21:00:00",5422,0,{"$f":"D5471*'2.Proyecto'!$E$18","v":0}]
["2014-08-14T22:00:27.100","22:00:00",5423,0,{"$f":"D5472*'2.Proyecto'!$E$18","v":0}]
["2014-08-14T23:00:27.105","23:00:00",5424,0,{"$f":"D5473*'2.Proyecto'!$E$18","v":0}]
["2014-08-15T00:00:27.110","00:00:00",5425,0,{"$f":"D5474*'2.Proyecto'!$E$18","v":0}]
["2014-08-15T01:00:27.115","01:00:00",5426,0,{"$f":"D5475*'2.Proyecto'!$E$18","v":0}]
["2014-08-15T02:00:27.120","02:00:00",5427,0,{"$f":"D5476*'2.Proyecto'!$E$18","v":0}]
["2014-08-15T03:00:27.125","03:00:00",5428,0,{"$f":"D5477*'2.Proyecto'!$E$18","v":0}]
["2014-08-15T04:00:27.130","04:00:00",5429,0,{"$f":"D5478*'2.Proyecto'!$E$18","v":0}]
["2014-08-15T05:00:27.135","05:00:00",5430,0,{"$f":"D5479*'2.Proyecto'!$E$18","v":0}]
["2014-08-15T06:00:27.140","06:00:00",5431,4.8000000000000001E-5,{"$f":"D5480*'2.Proyecto'!$E$18","v":2.4000000000000002E-3}]
["2014-08-15T07:00:27.145","07:00:00",5432,1.5900000000000002E-4,{"$f":"D5481*'2.Proyecto'!$E$18","v":7.9500000000000005E-3}]
["2014-08-15T08:00:27.150","08:00:00",5433,2.8100000000000005E-4,{"$f":"D5482*'2.Proyecto'!$E$18","v":1.4050000000000003E-2}]
["2014-08-15T09:00:27.155","09:00:00",5434,3.57E-4,{"$f":"D5483*'2.Proyecto'!$E$18","v":1.7850000000000001E-2}]
["2014-08-15T10:00:27.160","10:00:00",5435,4.2999999999999999E-4,{"$f":"D5484*'2.Proyecto'!$E$18","v":2.1499999999999998E-2}]
["2014-08-15T11:00:27.165","11:00:00",5436,5.0000000000000001E-4,{"$f":"D5485*'2.Proyecto'!$E$18","v":2.5000000000000001E-2}]
["2014-08-15T12:00:27.170","12:00:00",5437,5.2099999999999998E-4,{"$f":"D5486*'2.Proyecto'!$E$18","v":2.605E-2}]
["2014-08-15T13:00:27.175","13:00:00",5438,4.8899999999999996E-4,{"$f":"D5487*'2.Proyecto'!$E$18","v":2.445E-2}]
["2014-08-15T14:00:27.180","14:00:00",5439,4.1899999999999999E-4,{"$f":"D5488*'2.Proyecto'!$E$18","v":2.095E-2}]
["2014-08-15T15:00:27.185","15:00:00",5440,3.1199999999999999E-4,{"$f":"D5489*'2.Proyecto'!$E$18","v":1.5599999999999999E-2}]
["2014-08-15T16:00:27.190","16:00:00",5441,1.83E-4,{"$f":"D5490*'2.Proyecto'!$E$18","v":9.1500000000000001E-3}]
["2014-08-15T17:00:27.195","17:00:00",5442,5.8E-5,{"$f":"D5491*'2.Proyecto'!$E$18","v":2.8999999999999998E-3}]
["2014-08-15T18:00:27.200","18:00:00",5443,0,{"$f":"D5492*'2.Proyecto'!$E$18","v":0}]
["2014-08-15T19:00:27.205","19:00:00",5444,0,{"$f":"D5493*'2.Proyecto'!$E$18","v":0}]
["2014-08-15T20:00:27.210","20:00:00",5445,0,{"$f":"D5494*'2.Proyecto'!$E$18","v":0}]
["2014-08-15T21:00:27.215","21:00:00",5446,0,{"$f":"D5495*'2.Proyecto'!$E$18","v":0}]
["2014-08-15T22:00:27.220","22:00:00",5447,0,{"$f":"D5496*'2.Proyecto'!$E$18","v":0}]
["2014-08-15T23:00:27.225","23:00:00",5448,0,{"$f":"D5497*'2.Proyecto'!$E$18","v":0}]
["2014-08-16T00:00:27.230","00:00:00",5449,0,{"$f":"D5498*'2.Proyecto'!$E$18","v":0}]
["2014-08-16T01:00:27.235","01:00:00",5450,0,{"$f":"D5499*'2.Proyecto'!$E$18","v":0}]
["2014-08-16T02:00:27.240","02:00:00",5451,0,{"$f":"D5500*'2.Proyecto'!$E$18","v":0}]
["2014-08-16T03:00:27.245","03:00:00",5452,0,{"$f":"D5501*'2.Proyecto'!$E$18","v":0}]
["2014-08-16T04:00:27.250","04:00:00",5453,0,{"$f":"D5502*'2.Proyecto'!$E$18","v":0}]
["2014-08-16T05:00:27.255","05:00:00",5454,0,{"$f":"D5503*'2.Proyecto'!$E$18","v":0}]
["2014-08-16T06:00:27.260","06:00:00",5455,6.6000000000000005E-5,{"$f":"D5504*'2.Proyecto'!$E$18","v":3.3000000000000004E-3}]
["2014-08-16T07:00:27.265","07:00:00",5456,2.0999999999999998E-4,{"$f":"D5505*'2.Proyecto'!$E$18","v":1.0499999999999999E-2}]
["2014-08-16T08:00:27.270","08:00:00",5457,3.5999999999999997E-4,{"$f":"D5506*'2.Proyecto'!$E$18","v":1.7999999999999999E-2}]
["2014-08-16T09:00:27.275","09:00:00",5458,4.7899999999999999E-4,{"$f":"D5507*'2.Proyecto'!$E$18","v":2.3949999999999999E-2}]
["2014-08-16T10:00:27.280","10:00:00",5459,5.6599999999999999E-4,{"$f":"D5508*'2.Proyecto'!$E$18","v":2.8299999999999999E-2}]
["2014-08-16T11:00:27.285","11:00:00",5460,6.1700000000000004E-4,{"$f":"D5509*'2.Proyecto'!$E$18","v":3.0850000000000002E-2}]
["2014-08-16T12:00:27.290","12:00:00",5461,6.11E-4,{"$f":"D5510*'2.Proyecto'!$E$18","v":3.0550000000000001E-2}]
["2014-08-16T13:00:27.295","13:00:00",5462,5.7499999999999999E-4,{"$f":"D5511*'2.Proyecto'!$E$18","v":2.8749999999999998E-2}]
["2014-08-16T14:00:27.300","14:00:00",5463,4.8899999999999996E-4,{"$f":"D5512*'2.Proyecto'!$E$18","v":2.445E-2}]
["2014-08-16T15:00:27.305","15:00:00",5464,3.5199999999999999E-4,{"$f":"D5513*'2.Proyecto'!$E$18","v":1.7600000000000001E-2}]
["2014-08-16T16:00:27.310","16:00:00",5465,1.8799999999999999E-4,{"$f":"D5514*'2.Proyecto'!$E$18","v":9.3999999999999986E-3}]
["2014-08-16T17:00:27.315","17:00:00",5466,6.3E-5,{"$f":"D5515*'2.Proyecto'!$E$18","v":3.15E-3}]
["2014-08-16T18:00:27.320","18:00:00",5467,0,{"$f":"D5516*'2.Proyecto'!$E$18","v":0}]
["2014-08-16T19:00:27.325","19:00:00",5468,0,{"$f":"D5517*'2.Proyecto'!$E$18","v":0}]
["2014-08-16T20:00:27.330","20:00:00",5469,0,{"$f":"D5518*'2.Proyecto'!$E$18","v":0}]
["2014-08-16T21:00:27.335","21:00:00",5470,0,{"$f":"D5519*'2.Proyecto'!$E$18","v":0}]
["2014-08-16T22:00:27.340","22:00:00",5471,0,{"$f":"D5520*'2.Proyecto'!$E$18","v":0}]
["2014-08-16T23:00:27.345","23:00:00",5472,0,{"$f":"D5521*'2.Proyecto'!$E$18","v":0}]
["2014-08-17T00:00:27.350","00:00:00",5473,0,{"$f":"D5522*'2.Proyecto'!$E$18","v":0}]
["2014-08-17T01:00:27.355","01:00:00",5474,0,{"$f":"D5523*'2.Proyecto'!$E$18","v":0}]
["2014-08-17T02:00:27.360","02:00:00",5475,0,{"$f":"D5524*'2.Proyecto'!$E$18","v":0}]
["2014-08-17T03:00:27.365","03:00:00",5476,0,{"$f":"D5525*'2.Proyecto'!$E$18","v":0}]
["2014-08-17T04:00:27.370","04:00:00",5477,0,{"$f":"D5526*'2.Proyecto'!$E$18","v":0}]
["2014-08-17T05:00:27.375","05:00:00",5478,0,{"$f":"D5527*'2.Proyecto'!$E$18","v":0}]
["2014-08-17T06:00:27.380","06:00:00",5479,8.0000000000000007E-5,{"$f":"D5528*'2.Proyecto'!$E$18","v":4.0000000000000001E-3}]
["2014-08-17T07:00:27.385","07:00:00",5480,2.3499999999999999E-4,{"$f":"D5529*'2.Proyecto'!$E$18","v":1.175E-2}]
["2014-08-17T08:00:27.390","08:00:00",5481,3.8200000000000002E-4,{"$f":"D5530*'2.Proyecto'!$E$18","v":1.9100000000000002E-2}]
["2014-08-17T09:00:27.395","09:00:00",5482,5.13E-4,{"$f":"D5531*'2.Proyecto'!$E$18","v":2.5649999999999999E-2}]
["2014-08-17T10:00:27.400","10:00:00",5483,6.0399999999999994E-4,{"$f":"D5532*'2.Proyecto'!$E$18","v":3.0199999999999998E-2}]
["2014-08-17T11:00:27.405","11:00:00",5484,6.5099999999999999E-4,{"$f":"D5533*'2.Proyecto'!$E$18","v":3.2550000000000003E-2}]
["2014-08-17T12:00:27.410","12:00:00",5485,6.4999999999999997E-4,{"$f":"D5534*'2.Proyecto'!$E$18","v":3.2500000000000001E-2}]
["2014-08-17T13:00:27.415","13:00:00",5486,6.0800000000000003E-4,{"$f":"D5535*'2.Proyecto'!$E$18","v":3.0400000000000003E-2}]
["2014-08-17T14:00:27.420","14:00:00",5487,5.2500000000000008E-4,{"$f":"D5536*'2.Proyecto'!$E$18","v":2.6250000000000002E-2}]
["2014-08-17T15:00:27.425","15:00:00",5488,4.0200000000000001E-4,{"$f":"D5537*'2.Proyecto'!$E$18","v":2.01E-2}]
["2014-08-17T16:00:27.430","16:00:00",5489,2.41E-4,{"$f":"D5538*'2.Proyecto'!$E$18","v":1.205E-2}]
["2014-08-17T17:00:27.435","17:00:00",5490,7.6000000000000004E-5,{"$f":"D5539*'2.Proyecto'!$E$18","v":3.8000000000000004E-3}]
["2014-08-17T18:00:27.440","18:00:00",5491,0,{"$f":"D5540*'2.Proyecto'!$E$18","v":0}]
["2014-08-17T19:00:27.445","19:00:00",5492,0,{"$f":"D5541*'2.Proyecto'!$E$18","v":0}]
["2014-08-17T20:00:27.450","20:00:00",5493,0,{"$f":"D5542*'2.Proyecto'!$E$18","v":0}]
["2014-08-17T21:00:27.455","21:00:00",5494,0,{"$f":"D5543*'2.Proyecto'!$E$18","v":0}]
["2014-08-17T22:00:27.460","22:00:00",5495,0,{"$f":"D5544*'2.Proyecto'!$E$18","v":0}]
["2014-08-17T23:00:27.465","23:00:00",5496,0,{"$f":"D5545*'2.Proyecto'!$E$18","v":0}]
["2014-08-18T00:00:27.470","00:00:00",5497,0,{"$f":"D5546*'2.Proyecto'!$E$18","v":0}]
["2014-08-18T01:00:27.475","01:00:00",5498,0,{"$f":"D5547*'2.Proyecto'!$E$18","v":0}]
["2014-08-18T02:00:27.480","02:00:00",5499,0,{"$f":"D5548*'2.Proyecto'!$E$18","v":0}]
["2014-08-18T03:00:27.485","03:00:00",5500,0,{"$f":"D5549*'2.Proyecto'!$E$18","v":0}]
["2014-08-18T04:00:27.490","04:00:00",5501,0,{"$f":"D5550*'2.Proyecto'!$E$18","v":0}]
["2014-08-18T05:00:27.495","05:00:00",5502,0,{"$f":"D5551*'2.Proyecto'!$E$18","v":0}]
["2014-08-18T06:00:27.500","06:00:00",5503,7.1999999999999988E-5,{"$f":"D5552*'2.Proyecto'!$E$18","v":3.5999999999999995E-3}]
["2014-08-18T07:00:27.505","07:00:00",5504,2.23E-4,{"$f":"D5553*'2.Proyecto'!$E$18","v":1.115E-2}]
["2014-08-18T08:00:27.510","08:00:00",5505,3.7800000000000003E-4,{"$f":"D5554*'2.Proyecto'!$E$18","v":1.89E-2}]
["2014-08-18T09:00:27.515","09:00:00",5506,5.1199999999999998E-4,{"$f":"D5555*'2.Proyecto'!$E$18","v":2.5599999999999998E-2}]
["2014-08-18T10:00:27.520","10:00:00",5507,6.11E-4,{"$f":"D5556*'2.Proyecto'!$E$18","v":3.0550000000000001E-2}]
["2014-08-18T11:00:27.525","11:00:00",5508,6.6399999999999999E-4,{"$f":"D5557*'2.Proyecto'!$E$18","v":3.32E-2}]
["2014-08-18T12:00:27.530","12:00:00",5509,6.6200000000000005E-4,{"$f":"D5558*'2.Proyecto'!$E$18","v":3.3100000000000004E-2}]
["2014-08-18T13:00:27.535","13:00:00",5510,6.1799999999999995E-4,{"$f":"D5559*'2.Proyecto'!$E$18","v":3.0899999999999997E-2}]
["2014-08-18T14:00:27.540","14:00:00",5511,5.2700000000000002E-4,{"$f":"D5560*'2.Proyecto'!$E$18","v":2.6350000000000002E-2}]
["2014-08-18T15:00:27.545","15:00:00",5512,3.9100000000000002E-4,{"$f":"D5561*'2.Proyecto'!$E$18","v":1.9550000000000001E-2}]
["2014-08-18T16:00:27.550","16:00:00",5513,2.0599999999999999E-4,{"$f":"D5562*'2.Proyecto'!$E$18","v":1.03E-2}]
["2014-08-18T17:00:27.555","17:00:00",5514,6.3999999999999997E-5,{"$f":"D5563*'2.Proyecto'!$E$18","v":3.1999999999999997E-3}]
["2014-08-18T18:00:27.560","18:00:00",5515,0,{"$f":"D5564*'2.Proyecto'!$E$18","v":0}]
["2014-08-18T19:00:27.565","19:00:00",5516,0,{"$f":"D5565*'2.Proyecto'!$E$18","v":0}]
["2014-08-18T20:00:27.570","20:00:00",5517,0,{"$f":"D5566*'2.Proyecto'!$E$18","v":0}]
["2014-08-18T21:00:27.575","21:00:00",5518,0,{"$f":"D5567*'2.Proyecto'!$E$18","v":0}]
["2014-08-18T22:00:27.580","22:00:00",5519,0,{"$f":"D5568*'2.Proyecto'!$E$18","v":0}]
["2014-08-18T23:00:27.585","23:00:00",5520,0,{"$f":"D5569*'2.Proyecto'!$E$18","v":0}]
["2014-08-19T00:00:27.590","00:00:00",5521,0,{"$f":"D5570*'2.Proyecto'!$E$18","v":0}]
["2014-08-19T01:00:27.595","01:00:00",5522,0,{"$f":"D5571*'2.Proyecto'!$E$18","v":0}]
["2014-08-19T02:00:27.600","02:00:00",5523,0,{"$f":"D5572*'2.Proyecto'!$E$18","v":0}]
["2014-08-19T03:00:27.605","03:00:00",5524,0,{"$f":"D5573*'2.Proyecto'!$E$18","v":0}]
["2014-08-19T04:00:27.610","04:00:00",5525,0,{"$f":"D5574*'2.Proyecto'!$E$18","v":0}]
["2014-08-19T05:00:27.615","05:00:00",5526,0,{"$f":"D5575*'2.Proyecto'!$E$18","v":0}]
["2014-08-19T06:00:27.620","06:00:00",5527,7.3999999999999996E-5,{"$f":"D5576*'2.Proyecto'!$E$18","v":3.6999999999999997E-3}]
["2014-08-19T07:00:27.625","07:00:00",5528,2.3000000000000001E-4,{"$f":"D5577*'2.Proyecto'!$E$18","v":1.15E-2}]
["2014-08-19T08:00:27.630","08:00:00",5529,3.86E-4,{"$f":"D5578*'2.Proyecto'!$E$18","v":1.9300000000000001E-2}]
["2014-08-19T09:00:27.635","09:00:00",5530,5.1800000000000001E-4,{"$f":"D5579*'2.Proyecto'!$E$18","v":2.5899999999999999E-2}]
["2014-08-19T10:00:27.640","10:00:00",5531,6.0999999999999997E-4,{"$f":"D5580*'2.Proyecto'!$E$18","v":3.0499999999999999E-2}]
["2014-08-19T11:00:27.645","11:00:00",5532,6.38E-4,{"$f":"D5581*'2.Proyecto'!$E$18","v":3.1899999999999998E-2}]
["2014-08-19T12:00:27.650","12:00:00",5533,6.02E-4,{"$f":"D5582*'2.Proyecto'!$E$18","v":3.0099999999999998E-2}]
["2014-08-19T13:00:27.655","13:00:00",5534,5.5200000000000008E-4,{"$f":"D5583*'2.Proyecto'!$E$18","v":2.7600000000000003E-2}]
["2014-08-19T14:00:27.660","14:00:00",5535,4.4700000000000002E-4,{"$f":"D5584*'2.Proyecto'!$E$18","v":2.2350000000000002E-2}]
["2014-08-19T15:00:27.665","15:00:00",5536,3.2700000000000003E-4,{"$f":"D5585*'2.Proyecto'!$E$18","v":1.6350000000000003E-2}]
["2014-08-19T16:00:27.670","16:00:00",5537,1.7000000000000001E-4,{"$f":"D5586*'2.Proyecto'!$E$18","v":8.5000000000000006E-3}]
["2014-08-19T17:00:27.675","17:00:00",5538,4.6E-5,{"$f":"D5587*'2.Proyecto'!$E$18","v":2.3E-3}]
["2014-08-19T18:00:27.680","18:00:00",5539,0,{"$f":"D5588*'2.Proyecto'!$E$18","v":0}]
["2014-08-19T19:00:27.685","19:00:00",5540,0,{"$f":"D5589*'2.Proyecto'!$E$18","v":0}]
["2014-08-19T20:00:27.690","20:00:00",5541,0,{"$f":"D5590*'2.Proyecto'!$E$18","v":0}]
["2014-08-19T21:00:27.695","21:00:00",5542,0,{"$f":"D5591*'2.Proyecto'!$E$18","v":0}]
["2014-08-19T22:00:27.700","22:00:00",5543,0,{"$f":"D5592*'2.Proyecto'!$E$18","v":0}]
["2014-08-19T23:00:27.705","23:00:00",5544,0,{"$f":"D5593*'2.Proyecto'!$E$18","v":0}]
["2014-08-20T00:00:27.710","00:00:00",5545,0,{"$f":"D5594*'2.Proyecto'!$E$18","v":0}]
["2014-08-20T01:00:27.715","01:00:00",5546,0,{"$f":"D5595*'2.Proyecto'!$E$18","v":0}]
["2014-08-20T02:00:27.720","02:00:00",5547,0,{"$f":"D5596*'2.Proyecto'!$E$18","v":0}]
["2014-08-20T03:00:27.725","03:00:00",5548,0,{"$f":"D5597*'2.Proyecto'!$E$18","v":0}]
["2014-08-20T04:00:27.730","04:00:00",5549,0,{"$f":"D5598*'2.Proyecto'!$E$18","v":0}]
["2014-08-20T05:00:27.735","05:00:00",5550,0,{"$f":"D5599*'2.Proyecto'!$E$18","v":0}]
["2014-08-20T06:00:27.740","06:00:00",5551,8.2999999999999998E-5,{"$f":"D5600*'2.Proyecto'!$E$18","v":4.15E-3}]
["2014-08-20T07:00:27.745","07:00:00",5552,2.5000000000000001E-4,{"$f":"D5601*'2.Proyecto'!$E$18","v":1.2500000000000001E-2}]
["2014-08-20T08:00:27.750","08:00:00",5553,4.0000000000000002E-4,{"$f":"D5602*'2.Proyecto'!$E$18","v":0.02}]
["2014-08-20T09:00:27.755","09:00:00",5554,4.9200000000000003E-4,{"$f":"D5603*'2.Proyecto'!$E$18","v":2.46E-2}]
["2014-08-20T10:00:27.760","10:00:00",5555,5.6299999999999992E-4,{"$f":"D5604*'2.Proyecto'!$E$18","v":2.8149999999999994E-2}]
["2014-08-20T11:00:27.765","11:00:00",5556,5.9800000000000001E-4,{"$f":"D5605*'2.Proyecto'!$E$18","v":2.9899999999999999E-2}]
["2014-08-20T12:00:27.770","12:00:00",5557,5.9199999999999997E-4,{"$f":"D5606*'2.Proyecto'!$E$18","v":2.9599999999999998E-2}]
["2014-08-20T13:00:27.775","13:00:00",5558,5.2099999999999998E-4,{"$f":"D5607*'2.Proyecto'!$E$18","v":2.605E-2}]
["2014-08-20T14:00:27.780","14:00:00",5559,4.35E-4,{"$f":"D5608*'2.Proyecto'!$E$18","v":2.1749999999999999E-2}]
["2014-08-20T15:00:27.785","15:00:00",5560,2.9399999999999999E-4,{"$f":"D5609*'2.Proyecto'!$E$18","v":1.47E-2}]
["2014-08-20T16:00:27.790","16:00:00",5561,1.56E-4,{"$f":"D5610*'2.Proyecto'!$E$18","v":7.7999999999999996E-3}]
["2014-08-20T17:00:27.795","17:00:00",5562,4.3999999999999999E-5,{"$f":"D5611*'2.Proyecto'!$E$18","v":2.2000000000000001E-3}]
["2014-08-20T18:00:27.800","18:00:00",5563,0,{"$f":"D5612*'2.Proyecto'!$E$18","v":0}]
["2014-08-20T19:00:27.805","19:00:00",5564,0,{"$f":"D5613*'2.Proyecto'!$E$18","v":0}]
["2014-08-20T20:00:27.810","20:00:00",5565,0,{"$f":"D5614*'2.Proyecto'!$E$18","v":0}]
["2014-08-20T21:00:27.815","21:00:00",5566,0,{"$f":"D5615*'2.Proyecto'!$E$18","v":0}]
["2014-08-20T22:00:27.820","22:00:00",5567,0,{"$f":"D5616*'2.Proyecto'!$E$18","v":0}]
["2014-08-20T23:00:27.825","23:00:00",5568,0,{"$f":"D5617*'2.Proyecto'!$E$18","v":0}]
["2014-08-21T00:00:27.830","00:00:00",5569,0,{"$f":"D5618*'2.Proyecto'!$E$18","v":0}]
["2014-08-21T01:00:27.835","01:00:00",5570,0,{"$f":"D5619*'2.Proyecto'!$E$18","v":0}]
["2014-08-21T02:00:27.840","02:00:00",5571,0,{"$f":"D5620*'2.Proyecto'!$E$18","v":0}]
["2014-08-21T03:00:27.845","03:00:00",5572,0,{"$f":"D5621*'2.Proyecto'!$E$18","v":0}]
["2014-08-21T04:00:27.850","04:00:00",5573,0,{"$f":"D5622*'2.Proyecto'!$E$18","v":0}]
["2014-08-21T05:00:27.855","05:00:00",5574,0,{"$f":"D5623*'2.Proyecto'!$E$18","v":0}]
["2014-08-21T06:00:27.860","06:00:00",5575,5.3000000000000001E-5,{"$f":"D5624*'2.Proyecto'!$E$18","v":2.65E-3}]
["2014-08-21T07:00:27.865","07:00:00",5576,1.75E-4,{"$f":"D5625*'2.Proyecto'!$E$18","v":8.7499999999999991E-3}]
["2014-08-21T08:00:27.870","08:00:00",5577,3.1E-4,{"$f":"D5626*'2.Proyecto'!$E$18","v":1.55E-2}]
["2014-08-21T09:00:27.875","09:00:00",5578,4.2499999999999998E-4,{"$f":"D5627*'2.Proyecto'!$E$18","v":2.1249999999999998E-2}]
["2014-08-21T10:00:27.880","10:00:00",5579,5.2099999999999998E-4,{"$f":"D5628*'2.Proyecto'!$E$18","v":2.605E-2}]
["2014-08-21T11:00:27.885","11:00:00",5580,5.71E-4,{"$f":"D5629*'2.Proyecto'!$E$18","v":2.8549999999999999E-2}]
["2014-08-21T12:00:27.890","12:00:00",5581,5.6799999999999993E-4,{"$f":"D5630*'2.Proyecto'!$E$18","v":2.8399999999999995E-2}]
["2014-08-21T13:00:27.895","13:00:00",5582,5.2500000000000008E-4,{"$f":"D5631*'2.Proyecto'!$E$18","v":2.6250000000000002E-2}]
["2014-08-21T14:00:27.900","14:00:00",5583,4.1399999999999998E-4,{"$f":"D5632*'2.Proyecto'!$E$18","v":2.07E-2}]
["2014-08-21T15:00:27.905","15:00:00",5584,2.9399999999999999E-4,{"$f":"D5633*'2.Proyecto'!$E$18","v":1.47E-2}]
["2014-08-21T16:00:27.910","16:00:00",5585,1.56E-4,{"$f":"D5634*'2.Proyecto'!$E$18","v":7.7999999999999996E-3}]
["2014-08-21T17:00:27.915","17:00:00",5586,4.6999999999999997E-5,{"$f":"D5635*'2.Proyecto'!$E$18","v":2.3499999999999997E-3}]
["2014-08-21T18:00:27.920","18:00:00",5587,0,{"$f":"D5636*'2.Proyecto'!$E$18","v":0}]
["2014-08-21T19:00:27.925","19:00:00",5588,0,{"$f":"D5637*'2.Proyecto'!$E$18","v":0}]
["2014-08-21T20:00:27.930","20:00:00",5589,0,{"$f":"D5638*'2.Proyecto'!$E$18","v":0}]
["2014-08-21T21:00:27.935","21:00:00",5590,0,{"$f":"D5639*'2.Proyecto'!$E$18","v":0}]
["2014-08-21T22:00:27.940","22:00:00",5591,0,{"$f":"D5640*'2.Proyecto'!$E$18","v":0}]
["2014-08-21T23:00:27.945","23:00:00",5592,0,{"$f":"D5641*'2.Proyecto'!$E$18","v":0}]
["2014-08-22T00:00:27.950","00:00:00",5593,0,{"$f":"D5642*'2.Proyecto'!$E$18","v":0}]
["2014-08-22T01:00:27.955","01:00:00",5594,0,{"$f":"D5643*'2.Proyecto'!$E$18","v":0}]
["2014-08-22T02:00:27.960","02:00:00",5595,0,{"$f":"D5644*'2.Proyecto'!$E$18","v":0}]
["2014-08-22T03:00:27.965","03:00:00",5596,0,{"$f":"D5645*'2.Proyecto'!$E$18","v":0}]
["2014-08-22T04:00:27.970","04:00:00",5597,0,{"$f":"D5646*'2.Proyecto'!$E$18","v":0}]
["2014-08-22T05:00:27.975","05:00:00",5598,0,{"$f":"D5647*'2.Proyecto'!$E$18","v":0}]
["2014-08-22T06:00:27.980","06:00:00",5599,4.8000000000000001E-5,{"$f":"D5648*'2.Proyecto'!$E$18","v":2.4000000000000002E-3}]
["2014-08-22T07:00:27.985","07:00:00",5600,1.46E-4,{"$f":"D5649*'2.Proyecto'!$E$18","v":7.3000000000000001E-3}]
["2014-08-22T08:00:27.990","08:00:00",5601,2.4800000000000001E-4,{"$f":"D5650*'2.Proyecto'!$E$18","v":1.2400000000000001E-2}]
["2014-08-22T09:00:27.995","09:00:00",5602,3.5299999999999996E-4,{"$f":"D5651*'2.Proyecto'!$E$18","v":1.7649999999999999E-2}]
["2014-08-22T10:00:28","10:00:00",5603,4.2499999999999998E-4,{"$f":"D5652*'2.Proyecto'!$E$18","v":2.1249999999999998E-2}]
["2014-08-22T11:00:28.005","11:00:00",5604,4.7699999999999999E-4,{"$f":"D5653*'2.Proyecto'!$E$18","v":2.385E-2}]
["2014-08-22T12:00:28.010","12:00:00",5605,4.8799999999999999E-4,{"$f":"D5654*'2.Proyecto'!$E$18","v":2.4399999999999998E-2}]
["2014-08-22T13:00:28.015","13:00:00",5606,4.5300000000000001E-4,{"$f":"D5655*'2.Proyecto'!$E$18","v":2.265E-2}]
["2014-08-22T14:00:28.020","14:00:00",5607,3.7300000000000001E-4,{"$f":"D5656*'2.Proyecto'!$E$18","v":1.865E-2}]
["2014-08-22T15:00:28.025","15:00:00",5608,2.4899999999999998E-4,{"$f":"D5657*'2.Proyecto'!$E$18","v":1.2449999999999999E-2}]
["2014-08-22T16:00:28.030","16:00:00",5609,1.3900000000000002E-4,{"$f":"D5658*'2.Proyecto'!$E$18","v":6.9500000000000013E-3}]
["2014-08-22T17:00:28.035","17:00:00",5610,4.1E-5,{"$f":"D5659*'2.Proyecto'!$E$18","v":2.0500000000000002E-3}]
["2014-08-22T18:00:28.040","18:00:00",5611,0,{"$f":"D5660*'2.Proyecto'!$E$18","v":0}]
["2014-08-22T19:00:28.045","19:00:00",5612,0,{"$f":"D5661*'2.Proyecto'!$E$18","v":0}]
["2014-08-22T20:00:28.050","20:00:00",5613,0,{"$f":"D5662*'2.Proyecto'!$E$18","v":0}]
["2014-08-22T21:00:28.055","21:00:00",5614,0,{"$f":"D5663*'2.Proyecto'!$E$18","v":0}]
["2014-08-22T22:00:28.060","22:00:00",5615,0,{"$f":"D5664*'2.Proyecto'!$E$18","v":0}]
["2014-08-22T23:00:28.065","23:00:00",5616,0,{"$f":"D5665*'2.Proyecto'!$E$18","v":0}]
["2014-08-23T00:00:28.070","00:00:00",5617,0,{"$f":"D5666*'2.Proyecto'!$E$18","v":0}]
["2014-08-23T01:00:28.075","01:00:00",5618,0,{"$f":"D5667*'2.Proyecto'!$E$18","v":0}]
["2014-08-23T02:00:28.080","02:00:00",5619,0,{"$f":"D5668*'2.Proyecto'!$E$18","v":0}]
["2014-08-23T03:00:28.085","03:00:00",5620,0,{"$f":"D5669*'2.Proyecto'!$E$18","v":0}]
["2014-08-23T04:00:28.090","04:00:00",5621,0,{"$f":"D5670*'2.Proyecto'!$E$18","v":0}]
["2014-08-23T05:00:28.095","05:00:00",5622,0,{"$f":"D5671*'2.Proyecto'!$E$18","v":0}]
["2014-08-23T06:00:28.100","06:00:00",5623,5.5999999999999999E-5,{"$f":"D5672*'2.Proyecto'!$E$18","v":2.8E-3}]
["2014-08-23T07:00:28.105","07:00:00",5624,1.8599999999999999E-4,{"$f":"D5673*'2.Proyecto'!$E$18","v":9.2999999999999992E-3}]
["2014-08-23T08:00:28.110","08:00:00",5625,3.2700000000000003E-4,{"$f":"D5674*'2.Proyecto'!$E$18","v":1.6350000000000003E-2}]
["2014-08-23T09:00:28.115","09:00:00",5626,4.6100000000000004E-4,{"$f":"D5675*'2.Proyecto'!$E$18","v":2.3050000000000001E-2}]
["2014-08-23T10:00:28.120","10:00:00",5627,5.5800000000000001E-4,{"$f":"D5676*'2.Proyecto'!$E$18","v":2.7900000000000001E-2}]
["2014-08-23T11:00:28.125","11:00:00",5628,6.1899999999999998E-4,{"$f":"D5677*'2.Proyecto'!$E$18","v":3.0949999999999998E-2}]
["2014-08-23T12:00:28.130","12:00:00",5629,6.2299999999999996E-4,{"$f":"D5678*'2.Proyecto'!$E$18","v":3.1149999999999997E-2}]
["2014-08-23T13:00:28.135","13:00:00",5630,5.8199999999999994E-4,{"$f":"D5679*'2.Proyecto'!$E$18","v":2.9099999999999997E-2}]
["2014-08-23T14:00:28.140","14:00:00",5631,4.6999999999999999E-4,{"$f":"D5680*'2.Proyecto'!$E$18","v":2.35E-2}]
["2014-08-23T15:00:28.145","15:00:00",5632,3.5099999999999997E-4,{"$f":"D5681*'2.Proyecto'!$E$18","v":1.755E-2}]
["2014-08-23T16:00:28.150","16:00:00",5633,2.0899999999999998E-4,{"$f":"D5682*'2.Proyecto'!$E$18","v":1.0449999999999999E-2}]
["2014-08-23T17:00:28.155","17:00:00",5634,7.0999999999999991E-5,{"$f":"D5683*'2.Proyecto'!$E$18","v":3.5499999999999993E-3}]
["2014-08-23T18:00:28.160","18:00:00",5635,0,{"$f":"D5684*'2.Proyecto'!$E$18","v":0}]
["2014-08-23T19:00:28.165","19:00:00",5636,0,{"$f":"D5685*'2.Proyecto'!$E$18","v":0}]
["2014-08-23T20:00:28.170","20:00:00",5637,0,{"$f":"D5686*'2.Proyecto'!$E$18","v":0}]
["2014-08-23T21:00:28.175","21:00:00",5638,0,{"$f":"D5687*'2.Proyecto'!$E$18","v":0}]
["2014-08-23T22:00:28.180","22:00:00",5639,0,{"$f":"D5688*'2.Proyecto'!$E$18","v":0}]
["2014-08-23T23:00:28.185","23:00:00",5640,0,{"$f":"D5689*'2.Proyecto'!$E$18","v":0}]
["2014-08-24T00:00:28.190","00:00:00",5641,0,{"$f":"D5690*'2.Proyecto'!$E$18","v":0}]
["2014-08-24T01:00:28.195","01:00:00",5642,0,{"$f":"D5691*'2.Proyecto'!$E$18","v":0}]
["2014-08-24T02:00:28.200","02:00:00",5643,0,{"$f":"D5692*'2.Proyecto'!$E$18","v":0}]
["2014-08-24T03:00:28.205","03:00:00",5644,0,{"$f":"D5693*'2.Proyecto'!$E$18","v":0}]
["2014-08-24T04:00:28.210","04:00:00",5645,0,{"$f":"D5694*'2.Proyecto'!$E$18","v":0}]
["2014-08-24T05:00:28.215","05:00:00",5646,0,{"$f":"D5695*'2.Proyecto'!$E$18","v":0}]
["2014-08-24T06:00:28.220","06:00:00",5647,7.4999999999999993E-5,{"$f":"D5696*'2.Proyecto'!$E$18","v":3.7499999999999999E-3}]
["2014-08-24T07:00:28.225","07:00:00",5648,2.41E-4,{"$f":"D5697*'2.Proyecto'!$E$18","v":1.205E-2}]
["2014-08-24T08:00:28.230","08:00:00",5649,3.9300000000000001E-4,{"$f":"D5698*'2.Proyecto'!$E$18","v":1.9650000000000001E-2}]
["2014-08-24T09:00:28.235","09:00:00",5650,5.3600000000000002E-4,{"$f":"D5699*'2.Proyecto'!$E$18","v":2.6800000000000001E-2}]
["2014-08-24T10:00:28.240","10:00:00",5651,6.3400000000000001E-4,{"$f":"D5700*'2.Proyecto'!$E$18","v":3.1699999999999999E-2}]
["2014-08-24T11:00:28.245","11:00:00",5652,6.8100000000000007E-4,{"$f":"D5701*'2.Proyecto'!$E$18","v":3.4050000000000004E-2}]
["2014-08-24T12:00:28.250","12:00:00",5653,6.820000000000001E-4,{"$f":"D5702*'2.Proyecto'!$E$18","v":3.4100000000000005E-2}]
["2014-08-24T13:00:28.255","13:00:00",5654,6.3900000000000003E-4,{"$f":"D5703*'2.Proyecto'!$E$18","v":3.1949999999999999E-2}]
["2014-08-24T14:00:28.260","14:00:00",5655,5.53E-4,{"$f":"D5704*'2.Proyecto'!$E$18","v":2.7650000000000001E-2}]
["2014-08-24T15:00:28.265","15:00:00",5656,4.2200000000000001E-4,{"$f":"D5705*'2.Proyecto'!$E$18","v":2.1100000000000001E-2}]
["2014-08-24T16:00:28.270","16:00:00",5657,2.5500000000000002E-4,{"$f":"D5706*'2.Proyecto'!$E$18","v":1.2750000000000001E-2}]
["2014-08-24T17:00:28.275","17:00:00",5658,7.8999999999999996E-5,{"$f":"D5707*'2.Proyecto'!$E$18","v":3.9499999999999995E-3}]
["2014-08-24T18:00:28.280","18:00:00",5659,0,{"$f":"D5708*'2.Proyecto'!$E$18","v":0}]
["2014-08-24T19:00:28.285","19:00:00",5660,0,{"$f":"D5709*'2.Proyecto'!$E$18","v":0}]
["2014-08-24T20:00:28.290","20:00:00",5661,0,{"$f":"D5710*'2.Proyecto'!$E$18","v":0}]
["2014-08-24T21:00:28.295","21:00:00",5662,0,{"$f":"D5711*'2.Proyecto'!$E$18","v":0}]
["2014-08-24T22:00:28.300","22:00:00",5663,0,{"$f":"D5712*'2.Proyecto'!$E$18","v":0}]
["2014-08-24T23:00:28.305","23:00:00",5664,0,{"$f":"D5713*'2.Proyecto'!$E$18","v":0}]
["2014-08-25T00:00:28.310","00:00:00",5665,0,{"$f":"D5714*'2.Proyecto'!$E$18","v":0}]
["2014-08-25T01:00:28.315","01:00:00",5666,0,{"$f":"D5715*'2.Proyecto'!$E$18","v":0}]
["2014-08-25T02:00:28.320","02:00:00",5667,0,{"$f":"D5716*'2.Proyecto'!$E$18","v":0}]
["2014-08-25T03:00:28.325","03:00:00",5668,0,{"$f":"D5717*'2.Proyecto'!$E$18","v":0}]
["2014-08-25T04:00:28.330","04:00:00",5669,0,{"$f":"D5718*'2.Proyecto'!$E$18","v":0}]
["2014-08-25T05:00:28.335","05:00:00",5670,0,{"$f":"D5719*'2.Proyecto'!$E$18","v":0}]
["2014-08-25T06:00:28.340","06:00:00",5671,8.0000000000000007E-5,{"$f":"D5720*'2.Proyecto'!$E$18","v":4.0000000000000001E-3}]
["2014-08-25T07:00:28.345","07:00:00",5672,2.52E-4,{"$f":"D5721*'2.Proyecto'!$E$18","v":1.26E-2}]
["2014-08-25T08:00:28.350","08:00:00",5673,4.0899999999999997E-4,{"$f":"D5722*'2.Proyecto'!$E$18","v":2.0449999999999999E-2}]
["2014-08-25T09:00:28.355","09:00:00",5674,5.2400000000000005E-4,{"$f":"D5723*'2.Proyecto'!$E$18","v":2.6200000000000001E-2}]
["2014-08-25T10:00:28.360","10:00:00",5675,6.0599999999999998E-4,{"$f":"D5724*'2.Proyecto'!$E$18","v":3.0300000000000001E-2}]
["2014-08-25T11:00:28.365","11:00:00",5676,6.4900000000000005E-4,{"$f":"D5725*'2.Proyecto'!$E$18","v":3.245E-2}]
["2014-08-25T12:00:28.370","12:00:00",5677,6.4999999999999997E-4,{"$f":"D5726*'2.Proyecto'!$E$18","v":3.2500000000000001E-2}]
["2014-08-25T13:00:28.375","13:00:00",5678,5.7499999999999999E-4,{"$f":"D5727*'2.Proyecto'!$E$18","v":2.8749999999999998E-2}]
["2014-08-25T14:00:28.380","14:00:00",5679,4.3100000000000001E-4,{"$f":"D5728*'2.Proyecto'!$E$18","v":2.155E-2}]
["2014-08-25T15:00:28.385","15:00:00",5680,3.1100000000000002E-4,{"$f":"D5729*'2.Proyecto'!$E$18","v":1.5550000000000001E-2}]
["2014-08-25T16:00:28.390","16:00:00",5681,1.84E-4,{"$f":"D5730*'2.Proyecto'!$E$18","v":9.1999999999999998E-3}]
["2014-08-25T17:00:28.395","17:00:00",5682,5.8999999999999998E-5,{"$f":"D5731*'2.Proyecto'!$E$18","v":2.9499999999999999E-3}]
["2014-08-25T18:00:28.400","18:00:00",5683,0,{"$f":"D5732*'2.Proyecto'!$E$18","v":0}]
["2014-08-25T19:00:28.405","19:00:00",5684,0,{"$f":"D5733*'2.Proyecto'!$E$18","v":0}]
["2014-08-25T20:00:28.410","20:00:00",5685,0,{"$f":"D5734*'2.Proyecto'!$E$18","v":0}]
["2014-08-25T21:00:28.415","21:00:00",5686,0,{"$f":"D5735*'2.Proyecto'!$E$18","v":0}]
["2014-08-25T22:00:28.420","22:00:00",5687,0,{"$f":"D5736*'2.Proyecto'!$E$18","v":0}]
["2014-08-25T23:00:28.425","23:00:00",5688,0,{"$f":"D5737*'2.Proyecto'!$E$18","v":0}]
["2014-08-26T00:00:28.430","00:00:00",5689,0,{"$f":"D5738*'2.Proyecto'!$E$18","v":0}]
["2014-08-26T01:00:28.435","01:00:00",5690,0,{"$f":"D5739*'2.Proyecto'!$E$18","v":0}]
["2014-08-26T02:00:28.440","02:00:00",5691,0,{"$f":"D5740*'2.Proyecto'!$E$18","v":0}]
["2014-08-26T03:00:28.445","03:00:00",5692,0,{"$f":"D5741*'2.Proyecto'!$E$18","v":0}]
["2014-08-26T04:00:28.450","04:00:00",5693,0,{"$f":"D5742*'2.Proyecto'!$E$18","v":0}]
["2014-08-26T05:00:28.455","05:00:00",5694,0,{"$f":"D5743*'2.Proyecto'!$E$18","v":0}]
["2014-08-26T06:00:28.460","06:00:00",5695,8.2000000000000001E-5,{"$f":"D5744*'2.Proyecto'!$E$18","v":4.1000000000000003E-3}]
["2014-08-26T07:00:28.465","07:00:00",5696,2.6200000000000003E-4,{"$f":"D5745*'2.Proyecto'!$E$18","v":1.3100000000000001E-2}]
["2014-08-26T08:00:28.470","08:00:00",5697,4.26E-4,{"$f":"D5746*'2.Proyecto'!$E$18","v":2.1299999999999999E-2}]
["2014-08-26T09:00:28.475","09:00:00",5698,5.53E-4,{"$f":"D5747*'2.Proyecto'!$E$18","v":2.7650000000000001E-2}]
["2014-08-26T10:00:28.480","10:00:00",5699,6.4199999999999999E-4,{"$f":"D5748*'2.Proyecto'!$E$18","v":3.2099999999999997E-2}]
["2014-08-26T11:00:28.485","11:00:00",5700,6.8400000000000004E-4,{"$f":"D5749*'2.Proyecto'!$E$18","v":3.4200000000000001E-2}]
["2014-08-26T12:00:28.490","12:00:00",5701,6.820000000000001E-4,{"$f":"D5750*'2.Proyecto'!$E$18","v":3.4100000000000005E-2}]
["2014-08-26T13:00:28.495","13:00:00",5702,6.3500000000000004E-4,{"$f":"D5751*'2.Proyecto'!$E$18","v":3.175E-2}]
["2014-08-26T14:00:28.500","14:00:00",5703,5.3700000000000004E-4,{"$f":"D5752*'2.Proyecto'!$E$18","v":2.6850000000000002E-2}]
["2014-08-26T15:00:28.505","15:00:00",5704,3.7500000000000001E-4,{"$f":"D5753*'2.Proyecto'!$E$18","v":1.8749999999999999E-2}]
["2014-08-26T16:00:28.510","16:00:00",5705,2.2700000000000002E-4,{"$f":"D5754*'2.Proyecto'!$E$18","v":1.1350000000000001E-2}]
["2014-08-26T17:00:28.515","17:00:00",5706,6.5000000000000008E-5,{"$f":"D5755*'2.Proyecto'!$E$18","v":3.2500000000000003E-3}]
["2014-08-26T18:00:28.520","18:00:00",5707,0,{"$f":"D5756*'2.Proyecto'!$E$18","v":0}]
["2014-08-26T19:00:28.525","19:00:00",5708,0,{"$f":"D5757*'2.Proyecto'!$E$18","v":0}]
["2014-08-26T20:00:28.530","20:00:00",5709,0,{"$f":"D5758*'2.Proyecto'!$E$18","v":0}]
["2014-08-26T21:00:28.535","21:00:00",5710,0,{"$f":"D5759*'2.Proyecto'!$E$18","v":0}]
["2014-08-26T22:00:28.540","22:00:00",5711,0,{"$f":"D5760*'2.Proyecto'!$E$18","v":0}]
["2014-08-26T23:00:28.545","23:00:00",5712,0,{"$f":"D5761*'2.Proyecto'!$E$18","v":0}]
["2014-08-27T00:00:28.550","00:00:00",5713,0,{"$f":"D5762*'2.Proyecto'!$E$18","v":0}]
["2014-08-27T01:00:28.555","01:00:00",5714,0,{"$f":"D5763*'2.Proyecto'!$E$18","v":0}]
["2014-08-27T02:00:28.560","02:00:00",5715,0,{"$f":"D5764*'2.Proyecto'!$E$18","v":0}]
["2014-08-27T03:00:28.565","03:00:00",5716,0,{"$f":"D5765*'2.Proyecto'!$E$18","v":0}]
["2014-08-27T04:00:28.570","04:00:00",5717,0,{"$f":"D5766*'2.Proyecto'!$E$18","v":0}]
["2014-08-27T05:00:28.575","05:00:00",5718,0,{"$f":"D5767*'2.Proyecto'!$E$18","v":0}]
["2014-08-27T06:00:28.580","06:00:00",5719,6.5000000000000008E-5,{"$f":"D5768*'2.Proyecto'!$E$18","v":3.2500000000000003E-3}]
["2014-08-27T07:00:28.585","07:00:00",5720,2.1599999999999999E-4,{"$f":"D5769*'2.Proyecto'!$E$18","v":1.0799999999999999E-2}]
["2014-08-27T08:00:28.590","08:00:00",5721,4.0699999999999997E-4,{"$f":"D5770*'2.Proyecto'!$E$18","v":2.035E-2}]
["2014-08-27T09:00:28.595","09:00:00",5722,5.3700000000000004E-4,{"$f":"D5771*'2.Proyecto'!$E$18","v":2.6850000000000002E-2}]
["2014-08-27T10:00:28.600","10:00:00",5723,6.2399999999999999E-4,{"$f":"D5772*'2.Proyecto'!$E$18","v":3.1199999999999999E-2}]
["2014-08-27T11:00:28.605","11:00:00",5724,6.2500000000000001E-4,{"$f":"D5773*'2.Proyecto'!$E$18","v":3.125E-2}]
["2014-08-27T12:00:28.610","12:00:00",5725,5.8299999999999997E-4,{"$f":"D5774*'2.Proyecto'!$E$18","v":2.9149999999999999E-2}]
["2014-08-27T13:00:28.615","13:00:00",5726,4.8999999999999998E-4,{"$f":"D5775*'2.Proyecto'!$E$18","v":2.4500000000000001E-2}]
["2014-08-27T14:00:28.620","14:00:00",5727,3.8900000000000002E-4,{"$f":"D5776*'2.Proyecto'!$E$18","v":1.9450000000000002E-2}]
["2014-08-27T15:00:28.625","15:00:00",5728,2.4899999999999998E-4,{"$f":"D5777*'2.Proyecto'!$E$18","v":1.2449999999999999E-2}]
["2014-08-27T16:00:28.630","16:00:00",5729,1.4000000000000001E-4,{"$f":"D5778*'2.Proyecto'!$E$18","v":7.000000000000001E-3}]
["2014-08-27T17:00:28.635","17:00:00",5730,4.0000000000000003E-5,{"$f":"D5779*'2.Proyecto'!$E$18","v":2E-3}]
["2014-08-27T18:00:28.640","18:00:00",5731,0,{"$f":"D5780*'2.Proyecto'!$E$18","v":0}]
["2014-08-27T19:00:28.645","19:00:00",5732,0,{"$f":"D5781*'2.Proyecto'!$E$18","v":0}]
["2014-08-27T20:00:28.650","20:00:00",5733,0,{"$f":"D5782*'2.Proyecto'!$E$18","v":0}]
["2014-08-27T21:00:28.655","21:00:00",5734,0,{"$f":"D5783*'2.Proyecto'!$E$18","v":0}]
["2014-08-27T22:00:28.660","22:00:00",5735,0,{"$f":"D5784*'2.Proyecto'!$E$18","v":0}]
["2014-08-27T23:00:28.665","23:00:00",5736,0,{"$f":"D5785*'2.Proyecto'!$E$18","v":0}]
["2014-08-28T00:00:28.670","00:00:00",5737,0,{"$f":"D5786*'2.Proyecto'!$E$18","v":0}]
["2014-08-28T01:00:28.675","01:00:00",5738,0,{"$f":"D5787*'2.Proyecto'!$E$18","v":0}]
["2014-08-28T02:00:28.680","02:00:00",5739,0,{"$f":"D5788*'2.Proyecto'!$E$18","v":0}]
["2014-08-28T03:00:28.685","03:00:00",5740,0,{"$f":"D5789*'2.Proyecto'!$E$18","v":0}]
["2014-08-28T04:00:28.690","04:00:00",5741,0,{"$f":"D5790*'2.Proyecto'!$E$18","v":0}]
["2014-08-28T05:00:28.695","05:00:00",5742,0,{"$f":"D5791*'2.Proyecto'!$E$18","v":0}]
["2014-08-28T06:00:28.700","06:00:00",5743,5.8999999999999998E-5,{"$f":"D5792*'2.Proyecto'!$E$18","v":2.9499999999999999E-3}]
["2014-08-28T07:00:28.705","07:00:00",5744,1.9600000000000002E-4,{"$f":"D5793*'2.Proyecto'!$E$18","v":9.8000000000000014E-3}]
["2014-08-28T08:00:28.710","08:00:00",5745,3.1199999999999999E-4,{"$f":"D5794*'2.Proyecto'!$E$18","v":1.5599999999999999E-2}]
["2014-08-28T09:00:28.715","09:00:00",5746,4.2999999999999999E-4,{"$f":"D5795*'2.Proyecto'!$E$18","v":2.1499999999999998E-2}]
["2014-08-28T10:00:28.720","10:00:00",5747,5.1000000000000004E-4,{"$f":"D5796*'2.Proyecto'!$E$18","v":2.5500000000000002E-2}]
["2014-08-28T11:00:28.725","11:00:00",5748,5.3700000000000004E-4,{"$f":"D5797*'2.Proyecto'!$E$18","v":2.6850000000000002E-2}]
["2014-08-28T12:00:28.730","12:00:00",5749,5.3400000000000008E-4,{"$f":"D5798*'2.Proyecto'!$E$18","v":2.6700000000000005E-2}]
["2014-08-28T13:00:28.735","13:00:00",5750,4.8699999999999997E-4,{"$f":"D5799*'2.Proyecto'!$E$18","v":2.4349999999999997E-2}]
["2014-08-28T14:00:28.740","14:00:00",5751,3.9600000000000003E-4,{"$f":"D5800*'2.Proyecto'!$E$18","v":1.9800000000000002E-2}]
["2014-08-28T15:00:28.745","15:00:00",5752,2.2499999999999999E-4,{"$f":"D5801*'2.Proyecto'!$E$18","v":1.125E-2}]
["2014-08-28T16:00:28.750","16:00:00",5753,1.0899999999999999E-4,{"$f":"D5802*'2.Proyecto'!$E$18","v":5.45E-3}]
["2014-08-28T17:00:28.755","17:00:00",5754,2.3E-5,{"$f":"D5803*'2.Proyecto'!$E$18","v":1.15E-3}]
["2014-08-28T18:00:28.760","18:00:00",5755,0,{"$f":"D5804*'2.Proyecto'!$E$18","v":0}]
["2014-08-28T19:00:28.765","19:00:00",5756,0,{"$f":"D5805*'2.Proyecto'!$E$18","v":0}]
["2014-08-28T20:00:28.770","20:00:00",5757,0,{"$f":"D5806*'2.Proyecto'!$E$18","v":0}]
["2014-08-28T21:00:28.775","21:00:00",5758,0,{"$f":"D5807*'2.Proyecto'!$E$18","v":0}]
["2014-08-28T22:00:28.780","22:00:00",5759,0,{"$f":"D5808*'2.Proyecto'!$E$18","v":0}]
["2014-08-28T23:00:28.785","23:00:00",5760,0,{"$f":"D5809*'2.Proyecto'!$E$18","v":0}]
["2014-08-29T00:00:28.790","00:00:00",5761,0,{"$f":"D5810*'2.Proyecto'!$E$18","v":0}]
["2014-08-29T01:00:28.795","01:00:00",5762,0,{"$f":"D5811*'2.Proyecto'!$E$18","v":0}]
["2014-08-29T02:00:28.800","02:00:00",5763,0,{"$f":"D5812*'2.Proyecto'!$E$18","v":0}]
["2014-08-29T03:00:28.805","03:00:00",5764,0,{"$f":"D5813*'2.Proyecto'!$E$18","v":0}]
["2014-08-29T04:00:28.810","04:00:00",5765,0,{"$f":"D5814*'2.Proyecto'!$E$18","v":0}]
["2014-08-29T05:00:28.815","05:00:00",5766,0,{"$f":"D5815*'2.Proyecto'!$E$18","v":0}]
["2014-08-29T06:00:28.820","06:00:00",5767,3.5999999999999994E-5,{"$f":"D5816*'2.Proyecto'!$E$18","v":1.7999999999999997E-3}]
["2014-08-29T07:00:28.825","07:00:00",5768,1.34E-4,{"$f":"D5817*'2.Proyecto'!$E$18","v":6.7000000000000002E-3}]
["2014-08-29T08:00:28.830","08:00:00",5769,2.4699999999999999E-4,{"$f":"D5818*'2.Proyecto'!$E$18","v":1.235E-2}]
["2014-08-29T09:00:28.835","09:00:00",5770,3.4499999999999998E-4,{"$f":"D5819*'2.Proyecto'!$E$18","v":1.7249999999999998E-2}]
["2014-08-29T10:00:28.840","10:00:00",5771,4.3199999999999998E-4,{"$f":"D5820*'2.Proyecto'!$E$18","v":2.1599999999999998E-2}]
["2014-08-29T11:00:28.845","11:00:00",5772,4.9899999999999999E-4,{"$f":"D5821*'2.Proyecto'!$E$18","v":2.495E-2}]
["2014-08-29T12:00:28.850","12:00:00",5773,5.1599999999999997E-4,{"$f":"D5822*'2.Proyecto'!$E$18","v":2.5799999999999997E-2}]
["2014-08-29T13:00:28.855","13:00:00",5774,4.7299999999999995E-4,{"$f":"D5823*'2.Proyecto'!$E$18","v":2.3649999999999997E-2}]
["2014-08-29T14:00:28.860","14:00:00",5775,3.8500000000000003E-4,{"$f":"D5824*'2.Proyecto'!$E$18","v":1.9250000000000003E-2}]
["2014-08-29T15:00:28.865","15:00:00",5776,2.7400000000000005E-4,{"$f":"D5825*'2.Proyecto'!$E$18","v":1.3700000000000002E-2}]
["2014-08-29T16:00:28.870","16:00:00",5777,1.47E-4,{"$f":"D5826*'2.Proyecto'!$E$18","v":7.3499999999999998E-3}]
["2014-08-29T17:00:28.875","17:00:00",5778,4.2999999999999995E-5,{"$f":"D5827*'2.Proyecto'!$E$18","v":2.1499999999999996E-3}]
["2014-08-29T18:00:28.880","18:00:00",5779,0,{"$f":"D5828*'2.Proyecto'!$E$18","v":0}]
["2014-08-29T19:00:28.885","19:00:00",5780,0,{"$f":"D5829*'2.Proyecto'!$E$18","v":0}]
["2014-08-29T20:00:28.890","20:00:00",5781,0,{"$f":"D5830*'2.Proyecto'!$E$18","v":0}]
["2014-08-29T21:00:28.895","21:00:00",5782,0,{"$f":"D5831*'2.Proyecto'!$E$18","v":0}]
["2014-08-29T22:00:28.900","22:00:00",5783,0,{"$f":"D5832*'2.Proyecto'!$E$18","v":0}]
["2014-08-29T23:00:28.905","23:00:00",5784,0,{"$f":"D5833*'2.Proyecto'!$E$18","v":0}]
["2014-08-30T00:00:28.910","00:00:00",5785,0,{"$f":"D5834*'2.Proyecto'!$E$18","v":0}]
["2014-08-30T01:00:28.915","01:00:00",5786,0,{"$f":"D5835*'2.Proyecto'!$E$18","v":0}]
["2014-08-30T02:00:28.920","02:00:00",5787,0,{"$f":"D5836*'2.Proyecto'!$E$18","v":0}]
["2014-08-30T03:00:28.925","03:00:00",5788,0,{"$f":"D5837*'2.Proyecto'!$E$18","v":0}]
["2014-08-30T04:00:28.930","04:00:00",5789,0,{"$f":"D5838*'2.Proyecto'!$E$18","v":0}]
["2014-08-30T05:00:28.935","05:00:00",5790,0,{"$f":"D5839*'2.Proyecto'!$E$18","v":0}]
["2014-08-30T06:00:28.940","06:00:00",5791,3.3000000000000003E-5,{"$f":"D5840*'2.Proyecto'!$E$18","v":1.6500000000000002E-3}]
["2014-08-30T07:00:28.945","07:00:00",5792,1.1E-4,{"$f":"D5841*'2.Proyecto'!$E$18","v":5.5000000000000005E-3}]
["2014-08-30T08:00:28.950","08:00:00",5793,1.92E-4,{"$f":"D5842*'2.Proyecto'!$E$18","v":9.6000000000000009E-3}]
["2014-08-30T09:00:28.955","09:00:00",5794,2.8000000000000003E-4,{"$f":"D5843*'2.Proyecto'!$E$18","v":1.4000000000000002E-2}]
["2014-08-30T10:00:28.960","10:00:00",5795,3.6299999999999999E-4,{"$f":"D5844*'2.Proyecto'!$E$18","v":1.8149999999999999E-2}]
["2014-08-30T11:00:28.965","11:00:00",5796,4.4700000000000002E-4,{"$f":"D5845*'2.Proyecto'!$E$18","v":2.2350000000000002E-2}]
["2014-08-30T12:00:28.970","12:00:00",5797,4.8699999999999997E-4,{"$f":"D5846*'2.Proyecto'!$E$18","v":2.4349999999999997E-2}]
["2014-08-30T13:00:28.975","13:00:00",5798,4.7099999999999996E-4,{"$f":"D5847*'2.Proyecto'!$E$18","v":2.3549999999999998E-2}]
["2014-08-30T14:00:28.980","14:00:00",5799,4.0200000000000001E-4,{"$f":"D5848*'2.Proyecto'!$E$18","v":2.01E-2}]
["2014-08-30T15:00:28.985","15:00:00",5800,2.7900000000000001E-4,{"$f":"D5849*'2.Proyecto'!$E$18","v":1.3950000000000001E-2}]
["2014-08-30T16:00:28.990","16:00:00",5801,1.4799999999999999E-4,{"$f":"D5850*'2.Proyecto'!$E$18","v":7.3999999999999995E-3}]
["2014-08-30T17:00:28.995","17:00:00",5802,4.1E-5,{"$f":"D5851*'2.Proyecto'!$E$18","v":2.0500000000000002E-3}]
["2014-08-30T18:00:29","18:00:00",5803,0,{"$f":"D5852*'2.Proyecto'!$E$18","v":0}]
["2014-08-30T19:00:29.005","19:00:00",5804,0,{"$f":"D5853*'2.Proyecto'!$E$18","v":0}]
["2014-08-30T20:00:29.010","20:00:00",5805,0,{"$f":"D5854*'2.Proyecto'!$E$18","v":0}]
["2014-08-30T21:00:29.015","21:00:00",5806,0,{"$f":"D5855*'2.Proyecto'!$E$18","v":0}]
["2014-08-30T22:00:29.020","22:00:00",5807,0,{"$f":"D5856*'2.Proyecto'!$E$18","v":0}]
["2014-08-30T23:00:29.025","23:00:00",5808,0,{"$f":"D5857*'2.Proyecto'!$E$18","v":0}]
["2014-08-31T00:00:29.030","00:00:00",5809,0,{"$f":"D5858*'2.Proyecto'!$E$18","v":0}]
["2014-08-31T01:00:29.035","01:00:00",5810,0,{"$f":"D5859*'2.Proyecto'!$E$18","v":0}]
["2014-08-31T02:00:29.040","02:00:00",5811,0,{"$f":"D5860*'2.Proyecto'!$E$18","v":0}]
["2014-08-31T03:00:29.045","03:00:00",5812,0,{"$f":"D5861*'2.Proyecto'!$E$18","v":0}]
["2014-08-31T04:00:29.050","04:00:00",5813,0,{"$f":"D5862*'2.Proyecto'!$E$18","v":0}]
["2014-08-31T05:00:29.055","05:00:00",5814,0,{"$f":"D5863*'2.Proyecto'!$E$18","v":0}]
["2014-08-31T06:00:29.060","06:00:00",5815,2.6999999999999999E-5,{"$f":"D5864*'2.Proyecto'!$E$18","v":1.3499999999999999E-3}]
["2014-08-31T07:00:29.065","07:00:00",5816,8.7000000000000001E-5,{"$f":"D5865*'2.Proyecto'!$E$18","v":4.3499999999999997E-3}]
["2014-08-31T08:00:29.070","08:00:00",5817,1.6100000000000001E-4,{"$f":"D5866*'2.Proyecto'!$E$18","v":8.0499999999999999E-3}]
["2014-08-31T09:00:29.075","09:00:00",5818,2.5000000000000001E-4,{"$f":"D5867*'2.Proyecto'!$E$18","v":1.2500000000000001E-2}]
["2014-08-31T10:00:29.080","10:00:00",5819,3.3100000000000002E-4,{"$f":"D5868*'2.Proyecto'!$E$18","v":1.6550000000000002E-2}]
["2014-08-31T11:00:29.085","11:00:00",5820,3.8500000000000003E-4,{"$f":"D5869*'2.Proyecto'!$E$18","v":1.9250000000000003E-2}]
["2014-08-31T12:00:29.090","12:00:00",5821,4.2400000000000001E-4,{"$f":"D5870*'2.Proyecto'!$E$18","v":2.12E-2}]
["2014-08-31T13:00:29.095","13:00:00",5822,4.3100000000000001E-4,{"$f":"D5871*'2.Proyecto'!$E$18","v":2.155E-2}]
["2014-08-31T14:00:29.100","14:00:00",5823,3.7800000000000003E-4,{"$f":"D5872*'2.Proyecto'!$E$18","v":1.89E-2}]
["2014-08-31T15:00:29.105","15:00:00",5824,2.7E-4,{"$f":"D5873*'2.Proyecto'!$E$18","v":1.35E-2}]
["2014-08-31T16:00:29.110","16:00:00",5825,1.47E-4,{"$f":"D5874*'2.Proyecto'!$E$18","v":7.3499999999999998E-3}]
["2014-08-31T17:00:29.115","17:00:00",5826,3.8999999999999999E-5,{"$f":"D5875*'2.Proyecto'!$E$18","v":1.9499999999999999E-3}]
["2014-08-31T18:00:29.120","18:00:00",5827,0,{"$f":"D5876*'2.Proyecto'!$E$18","v":0}]
["2014-08-31T19:00:29.125","19:00:00",5828,0,{"$f":"D5877*'2.Proyecto'!$E$18","v":0}]
["2014-08-31T20:00:29.130","20:00:00",5829,0,{"$f":"D5878*'2.Proyecto'!$E$18","v":0}]
["2014-08-31T21:00:29.135","21:00:00",5830,0,{"$f":"D5879*'2.Proyecto'!$E$18","v":0}]
["2014-08-31T22:00:29.140","22:00:00",5831,0,{"$f":"D5880*'2.Proyecto'!$E$18","v":0}]
["2014-08-31T23:00:29.145","23:00:00",5832,0,{"$f":"D5881*'2.Proyecto'!$E$18","v":0}]
["2014-09-01T00:00:29.150","00:00:00",5833,0,{"$f":"D5882*'2.Proyecto'!$E$18","v":0}]
["2014-09-01T01:00:29.155","01:00:00",5834,0,{"$f":"D5883*'2.Proyecto'!$E$18","v":0}]
["2014-09-01T02:00:29.160","02:00:00",5835,0,{"$f":"D5884*'2.Proyecto'!$E$18","v":0}]
["2014-09-01T03:00:29.165","03:00:00",5836,0,{"$f":"D5885*'2.Proyecto'!$E$18","v":0}]
["2014-09-01T04:00:29.170","04:00:00",5837,0,{"$f":"D5886*'2.Proyecto'!$E$18","v":0}]
["2014-09-01T05:00:29.175","05:00:00",5838,0,{"$f":"D5887*'2.Proyecto'!$E$18","v":0}]
["2014-09-01T06:00:29.180","06:00:00",5839,3.5999999999999994E-5,{"$f":"D5888*'2.Proyecto'!$E$18","v":1.7999999999999997E-3}]
["2014-09-01T07:00:29.185","07:00:00",5840,1.01E-4,{"$f":"D5889*'2.Proyecto'!$E$18","v":5.0499999999999998E-3}]
["2014-09-01T08:00:29.190","08:00:00",5841,1.36E-4,{"$f":"D5890*'2.Proyecto'!$E$18","v":6.7999999999999996E-3}]
["2014-09-01T09:00:29.195","09:00:00",5842,1.63E-4,{"$f":"D5891*'2.Proyecto'!$E$18","v":8.150000000000001E-3}]
["2014-09-01T10:00:29.200","10:00:00",5843,2.04E-4,{"$f":"D5892*'2.Proyecto'!$E$18","v":1.0200000000000001E-2}]
["2014-09-01T11:00:29.205","11:00:00",5844,2.4399999999999999E-4,{"$f":"D5893*'2.Proyecto'!$E$18","v":1.2199999999999999E-2}]
["2014-09-01T12:00:29.210","12:00:00",5845,2.72E-4,{"$f":"D5894*'2.Proyecto'!$E$18","v":1.3599999999999999E-2}]
["2014-09-01T13:00:29.215","13:00:00",5846,2.8399999999999996E-4,{"$f":"D5895*'2.Proyecto'!$E$18","v":1.4199999999999997E-2}]
["2014-09-01T14:00:29.220","14:00:00",5847,2.5700000000000001E-4,{"$f":"D5896*'2.Proyecto'!$E$18","v":1.285E-2}]
["2014-09-01T15:00:29.225","15:00:00",5848,1.8799999999999999E-4,{"$f":"D5897*'2.Proyecto'!$E$18","v":9.3999999999999986E-3}]
["2014-09-01T16:00:29.230","16:00:00",5849,9.5000000000000005E-5,{"$f":"D5898*'2.Proyecto'!$E$18","v":4.7499999999999999E-3}]
["2014-09-01T17:00:29.235","17:00:00",5850,2.4000000000000001E-5,{"$f":"D5899*'2.Proyecto'!$E$18","v":1.2000000000000001E-3}]
["2014-09-01T18:00:29.240","18:00:00",5851,0,{"$f":"D5900*'2.Proyecto'!$E$18","v":0}]
["2014-09-01T19:00:29.245","19:00:00",5852,0,{"$f":"D5901*'2.Proyecto'!$E$18","v":0}]
["2014-09-01T20:00:29.250","20:00:00",5853,0,{"$f":"D5902*'2.Proyecto'!$E$18","v":0}]
["2014-09-01T21:00:29.255","21:00:00",5854,0,{"$f":"D5903*'2.Proyecto'!$E$18","v":0}]
["2014-09-01T22:00:29.260","22:00:00",5855,0,{"$f":"D5904*'2.Proyecto'!$E$18","v":0}]
["2014-09-01T23:00:29.265","23:00:00",5856,0,{"$f":"D5905*'2.Proyecto'!$E$18","v":0}]
["2014-09-02T00:00:29.270","00:00:00",5857,0,{"$f":"D5906*'2.Proyecto'!$E$18","v":0}]
["2014-09-02T01:00:29.275","01:00:00",5858,0,{"$f":"D5907*'2.Proyecto'!$E$18","v":0}]
["2014-09-02T02:00:29.280","02:00:00",5859,0,{"$f":"D5908*'2.Proyecto'!$E$18","v":0}]
["2014-09-02T03:00:29.285","03:00:00",5860,0,{"$f":"D5909*'2.Proyecto'!$E$18","v":0}]
["2014-09-02T04:00:29.290","04:00:00",5861,0,{"$f":"D5910*'2.Proyecto'!$E$18","v":0}]
["2014-09-02T05:00:29.295","05:00:00",5862,0,{"$f":"D5911*'2.Proyecto'!$E$18","v":0}]
["2014-09-02T06:00:29.300","06:00:00",5863,6.3999999999999997E-5,{"$f":"D5912*'2.Proyecto'!$E$18","v":3.1999999999999997E-3}]
["2014-09-02T07:00:29.305","07:00:00",5864,2.0899999999999998E-4,{"$f":"D5913*'2.Proyecto'!$E$18","v":1.0449999999999999E-2}]
["2014-09-02T08:00:29.310","08:00:00",5865,3.3199999999999999E-4,{"$f":"D5914*'2.Proyecto'!$E$18","v":1.66E-2}]
["2014-09-02T09:00:29.315","09:00:00",5866,3.9300000000000001E-4,{"$f":"D5915*'2.Proyecto'!$E$18","v":1.9650000000000001E-2}]
["2014-09-02T10:00:29.320","10:00:00",5867,4.4099999999999999E-4,{"$f":"D5916*'2.Proyecto'!$E$18","v":2.205E-2}]
["2014-09-02T11:00:29.325","11:00:00",5868,4.6100000000000004E-4,{"$f":"D5917*'2.Proyecto'!$E$18","v":2.3050000000000001E-2}]
["2014-09-02T12:00:29.330","12:00:00",5869,4.7899999999999999E-4,{"$f":"D5918*'2.Proyecto'!$E$18","v":2.3949999999999999E-2}]
["2014-09-02T13:00:29.335","13:00:00",5870,4.5600000000000003E-4,{"$f":"D5919*'2.Proyecto'!$E$18","v":2.2800000000000001E-2}]
["2014-09-02T14:00:29.340","14:00:00",5871,4.0999999999999999E-4,{"$f":"D5920*'2.Proyecto'!$E$18","v":2.0500000000000001E-2}]
["2014-09-02T15:00:29.345","15:00:00",5872,3.0299999999999999E-4,{"$f":"D5921*'2.Proyecto'!$E$18","v":1.515E-2}]
["2014-09-02T16:00:29.350","16:00:00",5873,1.65E-4,{"$f":"D5922*'2.Proyecto'!$E$18","v":8.2500000000000004E-3}]
["2014-09-02T17:00:29.355","17:00:00",5874,4.1E-5,{"$f":"D5923*'2.Proyecto'!$E$18","v":2.0500000000000002E-3}]
["2014-09-02T18:00:29.360","18:00:00",5875,0,{"$f":"D5924*'2.Proyecto'!$E$18","v":0}]
["2014-09-02T19:00:29.365","19:00:00",5876,0,{"$f":"D5925*'2.Proyecto'!$E$18","v":0}]
["2014-09-02T20:00:29.370","20:00:00",5877,0,{"$f":"D5926*'2.Proyecto'!$E$18","v":0}]
["2014-09-02T21:00:29.375","21:00:00",5878,0,{"$f":"D5927*'2.Proyecto'!$E$18","v":0}]
["2014-09-02T22:00:29.380","22:00:00",5879,0,{"$f":"D5928*'2.Proyecto'!$E$18","v":0}]
["2014-09-02T23:00:29.385","23:00:00",5880,0,{"$f":"D5929*'2.Proyecto'!$E$18","v":0}]
["2014-09-03T00:00:29.390","00:00:00",5881,0,{"$f":"D5930*'2.Proyecto'!$E$18","v":0}]
["2014-09-03T01:00:29.395","01:00:00",5882,0,{"$f":"D5931*'2.Proyecto'!$E$18","v":0}]
["2014-09-03T02:00:29.400","02:00:00",5883,0,{"$f":"D5932*'2.Proyecto'!$E$18","v":0}]
["2014-09-03T03:00:29.405","03:00:00",5884,0,{"$f":"D5933*'2.Proyecto'!$E$18","v":0}]
["2014-09-03T04:00:29.410","04:00:00",5885,0,{"$f":"D5934*'2.Proyecto'!$E$18","v":0}]
["2014-09-03T05:00:29.415","05:00:00",5886,0,{"$f":"D5935*'2.Proyecto'!$E$18","v":0}]
["2014-09-03T06:00:29.420","06:00:00",5887,5.1999999999999997E-5,{"$f":"D5936*'2.Proyecto'!$E$18","v":2.5999999999999999E-3}]
["2014-09-03T07:00:29.425","07:00:00",5888,1.4999999999999999E-4,{"$f":"D5937*'2.Proyecto'!$E$18","v":7.4999999999999997E-3}]
["2014-09-03T08:00:29.430","08:00:00",5889,2.5500000000000002E-4,{"$f":"D5938*'2.Proyecto'!$E$18","v":1.2750000000000001E-2}]
["2014-09-03T09:00:29.435","09:00:00",5890,3.4000000000000002E-4,{"$f":"D5939*'2.Proyecto'!$E$18","v":1.7000000000000001E-2}]
["2014-09-03T10:00:29.440","10:00:00",5891,4.0300000000000004E-4,{"$f":"D5940*'2.Proyecto'!$E$18","v":2.0150000000000001E-2}]
["2014-09-03T11:00:29.445","11:00:00",5892,4.0699999999999997E-4,{"$f":"D5941*'2.Proyecto'!$E$18","v":2.035E-2}]
["2014-09-03T12:00:29.450","12:00:00",5893,3.9100000000000002E-4,{"$f":"D5942*'2.Proyecto'!$E$18","v":1.9550000000000001E-2}]
["2014-09-03T13:00:29.455","13:00:00",5894,3.2200000000000002E-4,{"$f":"D5943*'2.Proyecto'!$E$18","v":1.61E-2}]
["2014-09-03T14:00:29.460","14:00:00",5895,2.72E-4,{"$f":"D5944*'2.Proyecto'!$E$18","v":1.3599999999999999E-2}]
["2014-09-03T15:00:29.465","15:00:00",5896,1.8699999999999999E-4,{"$f":"D5945*'2.Proyecto'!$E$18","v":9.3499999999999989E-3}]
["2014-09-03T16:00:29.470","16:00:00",5897,1.0399999999999999E-4,{"$f":"D5946*'2.Proyecto'!$E$18","v":5.1999999999999998E-3}]
["2014-09-03T17:00:29.475","17:00:00",5898,2.1999999999999999E-5,{"$f":"D5947*'2.Proyecto'!$E$18","v":1.1000000000000001E-3}]
["2014-09-03T18:00:29.480","18:00:00",5899,0,{"$f":"D5948*'2.Proyecto'!$E$18","v":0}]
["2014-09-03T19:00:29.485","19:00:00",5900,0,{"$f":"D5949*'2.Proyecto'!$E$18","v":0}]
["2014-09-03T20:00:29.490","20:00:00",5901,0,{"$f":"D5950*'2.Proyecto'!$E$18","v":0}]
["2014-09-03T21:00:29.495","21:00:00",5902,0,{"$f":"D5951*'2.Proyecto'!$E$18","v":0}]
["2014-09-03T22:00:29.500","22:00:00",5903,0,{"$f":"D5952*'2.Proyecto'!$E$18","v":0}]
["2014-09-03T23:00:29.505","23:00:00",5904,0,{"$f":"D5953*'2.Proyecto'!$E$18","v":0}]
["2014-09-04T00:00:29.510","00:00:00",5905,0,{"$f":"D5954*'2.Proyecto'!$E$18","v":0}]
["2014-09-04T01:00:29.515","01:00:00",5906,0,{"$f":"D5955*'2.Proyecto'!$E$18","v":0}]
["2014-09-04T02:00:29.520","02:00:00",5907,0,{"$f":"D5956*'2.Proyecto'!$E$18","v":0}]
["2014-09-04T03:00:29.525","03:00:00",5908,0,{"$f":"D5957*'2.Proyecto'!$E$18","v":0}]
["2014-09-04T04:00:29.530","04:00:00",5909,0,{"$f":"D5958*'2.Proyecto'!$E$18","v":0}]
["2014-09-04T05:00:29.535","05:00:00",5910,0,{"$f":"D5959*'2.Proyecto'!$E$18","v":0}]
["2014-09-04T06:00:29.540","06:00:00",5911,3.8000000000000002E-5,{"$f":"D5960*'2.Proyecto'!$E$18","v":1.9000000000000002E-3}]
["2014-09-04T07:00:29.545","07:00:00",5912,1.4199999999999998E-4,{"$f":"D5961*'2.Proyecto'!$E$18","v":7.0999999999999987E-3}]
["2014-09-04T08:00:29.550","08:00:00",5913,2.5000000000000001E-4,{"$f":"D5962*'2.Proyecto'!$E$18","v":1.2500000000000001E-2}]
["2014-09-04T09:00:29.555","09:00:00",5914,3.19E-4,{"$f":"D5963*'2.Proyecto'!$E$18","v":1.5949999999999999E-2}]
["2014-09-04T10:00:29.560","10:00:00",5915,3.6099999999999999E-4,{"$f":"D5964*'2.Proyecto'!$E$18","v":1.805E-2}]
["2014-09-04T11:00:29.565","11:00:00",5916,3.9500000000000001E-4,{"$f":"D5965*'2.Proyecto'!$E$18","v":1.975E-2}]
["2014-09-04T12:00:29.570","12:00:00",5917,4.08E-4,{"$f":"D5966*'2.Proyecto'!$E$18","v":2.0400000000000001E-2}]
["2014-09-04T13:00:29.575","13:00:00",5918,3.88E-4,{"$f":"D5967*'2.Proyecto'!$E$18","v":1.9400000000000001E-2}]
["2014-09-04T14:00:29.580","14:00:00",5919,3.2000000000000003E-4,{"$f":"D5968*'2.Proyecto'!$E$18","v":1.6E-2}]
["2014-09-04T15:00:29.585","15:00:00",5920,2.2600000000000002E-4,{"$f":"D5969*'2.Proyecto'!$E$18","v":1.1300000000000001E-2}]
["2014-09-04T16:00:29.590","16:00:00",5921,1.3000000000000002E-4,{"$f":"D5970*'2.Proyecto'!$E$18","v":6.5000000000000006E-3}]
["2014-09-04T17:00:29.595","17:00:00",5922,3.1000000000000001E-5,{"$f":"D5971*'2.Proyecto'!$E$18","v":1.5500000000000002E-3}]
["2014-09-04T18:00:29.600","18:00:00",5923,0,{"$f":"D5972*'2.Proyecto'!$E$18","v":0}]
["2014-09-04T19:00:29.605","19:00:00",5924,0,{"$f":"D5973*'2.Proyecto'!$E$18","v":0}]
["2014-09-04T20:00:29.610","20:00:00",5925,0,{"$f":"D5974*'2.Proyecto'!$E$18","v":0}]
["2014-09-04T21:00:29.615","21:00:00",5926,0,{"$f":"D5975*'2.Proyecto'!$E$18","v":0}]
["2014-09-04T22:00:29.620","22:00:00",5927,0,{"$f":"D5976*'2.Proyecto'!$E$18","v":0}]
["2014-09-04T23:00:29.625","23:00:00",5928,0,{"$f":"D5977*'2.Proyecto'!$E$18","v":0}]
["2014-09-05T00:00:29.630","00:00:00",5929,0,{"$f":"D5978*'2.Proyecto'!$E$18","v":0}]
["2014-09-05T01:00:29.635","01:00:00",5930,0,{"$f":"D5979*'2.Proyecto'!$E$18","v":0}]
["2014-09-05T02:00:29.640","02:00:00",5931,0,{"$f":"D5980*'2.Proyecto'!$E$18","v":0}]
["2014-09-05T03:00:29.645","03:00:00",5932,0,{"$f":"D5981*'2.Proyecto'!$E$18","v":0}]
["2014-09-05T04:00:29.650","04:00:00",5933,0,{"$f":"D5982*'2.Proyecto'!$E$18","v":0}]
["2014-09-05T05:00:29.655","05:00:00",5934,0,{"$f":"D5983*'2.Proyecto'!$E$18","v":0}]
["2014-09-05T06:00:29.660","06:00:00",5935,4.3999999999999999E-5,{"$f":"D5984*'2.Proyecto'!$E$18","v":2.2000000000000001E-3}]
["2014-09-05T07:00:29.665","07:00:00",5936,1.7199999999999998E-4,{"$f":"D5985*'2.Proyecto'!$E$18","v":8.5999999999999983E-3}]
["2014-09-05T08:00:29.670","08:00:00",5937,3.2400000000000001E-4,{"$f":"D5986*'2.Proyecto'!$E$18","v":1.6199999999999999E-2}]
["2014-09-05T09:00:29.675","09:00:00",5938,4.3300000000000001E-4,{"$f":"D5987*'2.Proyecto'!$E$18","v":2.1649999999999999E-2}]
["2014-09-05T10:00:29.680","10:00:00",5939,5.3200000000000003E-4,{"$f":"D5988*'2.Proyecto'!$E$18","v":2.6600000000000002E-2}]
["2014-09-05T11:00:29.685","11:00:00",5940,5.8099999999999992E-4,{"$f":"D5989*'2.Proyecto'!$E$18","v":2.9049999999999996E-2}]
["2014-09-05T12:00:29.690","12:00:00",5941,5.8199999999999994E-4,{"$f":"D5990*'2.Proyecto'!$E$18","v":2.9099999999999997E-2}]
["2014-09-05T13:00:29.695","13:00:00",5942,5.4100000000000003E-4,{"$f":"D5991*'2.Proyecto'!$E$18","v":2.7050000000000001E-2}]
["2014-09-05T14:00:29.700","14:00:00",5943,4.6300000000000003E-4,{"$f":"D5992*'2.Proyecto'!$E$18","v":2.315E-2}]
["2014-09-05T15:00:29.705","15:00:00",5944,3.2900000000000003E-4,{"$f":"D5993*'2.Proyecto'!$E$18","v":1.6450000000000003E-2}]
["2014-09-05T16:00:29.710","16:00:00",5945,1.6200000000000001E-4,{"$f":"D5994*'2.Proyecto'!$E$18","v":8.0999999999999996E-3}]
["2014-09-05T17:00:29.715","17:00:00",5946,4.0000000000000003E-5,{"$f":"D5995*'2.Proyecto'!$E$18","v":2E-3}]
["2014-09-05T18:00:29.720","18:00:00",5947,0,{"$f":"D5996*'2.Proyecto'!$E$18","v":0}]
["2014-09-05T19:00:29.725","19:00:00",5948,0,{"$f":"D5997*'2.Proyecto'!$E$18","v":0}]
["2014-09-05T20:00:29.730","20:00:00",5949,0,{"$f":"D5998*'2.Proyecto'!$E$18","v":0}]
["2014-09-05T21:00:29.735","21:00:00",5950,0,{"$f":"D5999*'2.Proyecto'!$E$18","v":0}]
["2014-09-05T22:00:29.740","22:00:00",5951,0,{"$f":"D6000*'2.Proyecto'!$E$18","v":0}]
["2014-09-05T23:00:29.745","23:00:00",5952,0,{"$f":"D6001*'2.Proyecto'!$E$18","v":0}]
["2014-09-06T00:00:29.750","00:00:00",5953,0,{"$f":"D6002*'2.Proyecto'!$E$18","v":0}]
["2014-09-06T01:00:29.755","01:00:00",5954,0,{"$f":"D6003*'2.Proyecto'!$E$18","v":0}]
["2014-09-06T02:00:29.760","02:00:00",5955,0,{"$f":"D6004*'2.Proyecto'!$E$18","v":0}]
["2014-09-06T03:00:29.765","03:00:00",5956,0,{"$f":"D6005*'2.Proyecto'!$E$18","v":0}]
["2014-09-06T04:00:29.770","04:00:00",5957,0,{"$f":"D6006*'2.Proyecto'!$E$18","v":0}]
["2014-09-06T05:00:29.775","05:00:00",5958,0,{"$f":"D6007*'2.Proyecto'!$E$18","v":0}]
["2014-09-06T06:00:29.780","06:00:00",5959,2.9E-5,{"$f":"D6008*'2.Proyecto'!$E$18","v":1.4499999999999999E-3}]
["2014-09-06T07:00:29.785","07:00:00",5960,1.18E-4,{"$f":"D6009*'2.Proyecto'!$E$18","v":5.8999999999999999E-3}]
["2014-09-06T08:00:29.790","08:00:00",5961,1.9900000000000001E-4,{"$f":"D6010*'2.Proyecto'!$E$18","v":9.9500000000000005E-3}]
["2014-09-06T09:00:29.795","09:00:00",5962,2.3400000000000002E-4,{"$f":"D6011*'2.Proyecto'!$E$18","v":1.17E-2}]
["2014-09-06T10:00:29.800","10:00:00",5963,2.5799999999999998E-4,{"$f":"D6012*'2.Proyecto'!$E$18","v":1.2899999999999998E-2}]
["2014-09-06T11:00:29.805","11:00:00",5964,2.5900000000000001E-4,{"$f":"D6013*'2.Proyecto'!$E$18","v":1.295E-2}]
["2014-09-06T12:00:29.810","12:00:00",5965,2.5799999999999998E-4,{"$f":"D6014*'2.Proyecto'!$E$18","v":1.2899999999999998E-2}]
["2014-09-06T13:00:29.815","13:00:00",5966,2.2600000000000002E-4,{"$f":"D6015*'2.Proyecto'!$E$18","v":1.1300000000000001E-2}]
["2014-09-06T14:00:29.820","14:00:00",5967,1.8099999999999998E-4,{"$f":"D6016*'2.Proyecto'!$E$18","v":9.049999999999999E-3}]
["2014-09-06T15:00:29.825","15:00:00",5968,1.16E-4,{"$f":"D6017*'2.Proyecto'!$E$18","v":5.7999999999999996E-3}]
["2014-09-06T16:00:29.830","16:00:00",5969,5.9999999999999995E-5,{"$f":"D6018*'2.Proyecto'!$E$18","v":2.9999999999999996E-3}]
["2014-09-06T17:00:29.835","17:00:00",5970,1.4999999999999999E-5,{"$f":"D6019*'2.Proyecto'!$E$18","v":7.4999999999999991E-4}]
["2014-09-06T18:00:29.840","18:00:00",5971,0,{"$f":"D6020*'2.Proyecto'!$E$18","v":0}]
["2014-09-06T19:00:29.845","19:00:00",5972,0,{"$f":"D6021*'2.Proyecto'!$E$18","v":0}]
["2014-09-06T20:00:29.850","20:00:00",5973,0,{"$f":"D6022*'2.Proyecto'!$E$18","v":0}]
["2014-09-06T21:00:29.855","21:00:00",5974,0,{"$f":"D6023*'2.Proyecto'!$E$18","v":0}]
["2014-09-06T22:00:29.860","22:00:00",5975,0,{"$f":"D6024*'2.Proyecto'!$E$18","v":0}]
["2014-09-06T23:00:29.865","23:00:00",5976,0,{"$f":"D6025*'2.Proyecto'!$E$18","v":0}]
["2014-09-07T00:00:29.870","00:00:00",5977,0,{"$f":"D6026*'2.Proyecto'!$E$18","v":0}]
["2014-09-07T01:00:29.875","01:00:00",5978,0,{"$f":"D6027*'2.Proyecto'!$E$18","v":0}]
["2014-09-07T02:00:29.880","02:00:00",5979,0,{"$f":"D6028*'2.Proyecto'!$E$18","v":0}]
["2014-09-07T03:00:29.885","03:00:00",5980,0,{"$f":"D6029*'2.Proyecto'!$E$18","v":0}]
["2014-09-07T04:00:29.890","04:00:00",5981,0,{"$f":"D6030*'2.Proyecto'!$E$18","v":0}]
["2014-09-07T05:00:29.895","05:00:00",5982,0,{"$f":"D6031*'2.Proyecto'!$E$18","v":0}]
["2014-09-07T06:00:29.900","06:00:00",5983,2.9E-5,{"$f":"D6032*'2.Proyecto'!$E$18","v":1.4499999999999999E-3}]
["2014-09-07T07:00:29.905","07:00:00",5984,1.15E-4,{"$f":"D6033*'2.Proyecto'!$E$18","v":5.7499999999999999E-3}]
["2014-09-07T08:00:29.910","08:00:00",5985,2.05E-4,{"$f":"D6034*'2.Proyecto'!$E$18","v":1.025E-2}]
["2014-09-07T09:00:29.915","09:00:00",5986,2.8599999999999996E-4,{"$f":"D6035*'2.Proyecto'!$E$18","v":1.4299999999999998E-2}]
["2014-09-07T10:00:29.920","10:00:00",5987,3.4399999999999996E-4,{"$f":"D6036*'2.Proyecto'!$E$18","v":1.7199999999999997E-2}]
["2014-09-07T11:00:29.925","11:00:00",5988,3.6999999999999999E-4,{"$f":"D6037*'2.Proyecto'!$E$18","v":1.8499999999999999E-2}]
["2014-09-07T12:00:29.930","12:00:00",5989,3.6999999999999999E-4,{"$f":"D6038*'2.Proyecto'!$E$18","v":1.8499999999999999E-2}]
["2014-09-07T13:00:29.935","13:00:00",5990,3.7399999999999998E-4,{"$f":"D6039*'2.Proyecto'!$E$18","v":1.8699999999999998E-2}]
["2014-09-07T14:00:29.940","14:00:00",5991,3.4300000000000004E-4,{"$f":"D6040*'2.Proyecto'!$E$18","v":1.7150000000000002E-2}]
["2014-09-07T15:00:29.945","15:00:00",5992,2.6800000000000001E-4,{"$f":"D6041*'2.Proyecto'!$E$18","v":1.34E-2}]
["2014-09-07T16:00:29.950","16:00:00",5993,1.5699999999999999E-4,{"$f":"D6042*'2.Proyecto'!$E$18","v":7.8499999999999993E-3}]
["2014-09-07T17:00:29.955","17:00:00",5994,3.5000000000000004E-5,{"$f":"D6043*'2.Proyecto'!$E$18","v":1.7500000000000003E-3}]
["2014-09-07T18:00:29.960","18:00:00",5995,0,{"$f":"D6044*'2.Proyecto'!$E$18","v":0}]
["2014-09-07T19:00:29.965","19:00:00",5996,0,{"$f":"D6045*'2.Proyecto'!$E$18","v":0}]
["2014-09-07T20:00:29.970","20:00:00",5997,0,{"$f":"D6046*'2.Proyecto'!$E$18","v":0}]
["2014-09-07T21:00:29.975","21:00:00",5998,0,{"$f":"D6047*'2.Proyecto'!$E$18","v":0}]
["2014-09-07T22:00:29.980","22:00:00",5999,0,{"$f":"D6048*'2.Proyecto'!$E$18","v":0}]
["2014-09-07T23:00:29.985","23:00:00",6000,0,{"$f":"D6049*'2.Proyecto'!$E$18","v":0}]
["2014-09-08T00:00:29.990","00:00:00",6001,0,{"$f":"D6050*'2.Proyecto'!$E$18","v":0}]
["2014-09-08T01:00:29.995","01:00:00",6002,0,{"$f":"D6051*'2.Proyecto'!$E$18","v":0}]
["2014-09-08T02:00:30","02:00:00",6003,0,{"$f":"D6052*'2.Proyecto'!$E$18","v":0}]
["2014-09-08T03:00:30.005","03:00:00",6004,0,{"$f":"D6053*'2.Proyecto'!$E$18","v":0}]
["2014-09-08T04:00:30.010","04:00:00",6005,0,{"$f":"D6054*'2.Proyecto'!$E$18","v":0}]
["2014-09-08T05:00:30.015","05:00:00",6006,0,{"$f":"D6055*'2.Proyecto'!$E$18","v":0}]
["2014-09-08T06:00:30.020","06:00:00",6007,5.0000000000000002E-5,{"$f":"D6056*'2.Proyecto'!$E$18","v":2.5000000000000001E-3}]
["2014-09-08T07:00:30.025","07:00:00",6008,1.9800000000000002E-4,{"$f":"D6057*'2.Proyecto'!$E$18","v":9.9000000000000008E-3}]
["2014-09-08T08:00:30.030","08:00:00",6009,3.5199999999999999E-4,{"$f":"D6058*'2.Proyecto'!$E$18","v":1.7600000000000001E-2}]
["2014-09-08T09:00:30.035","09:00:00",6010,4.44E-4,{"$f":"D6059*'2.Proyecto'!$E$18","v":2.2200000000000001E-2}]
["2014-09-08T10:00:30.040","10:00:00",6011,5.2099999999999998E-4,{"$f":"D6060*'2.Proyecto'!$E$18","v":2.605E-2}]
["2014-09-08T11:00:30.045","11:00:00",6012,5.6399999999999994E-4,{"$f":"D6061*'2.Proyecto'!$E$18","v":2.8199999999999996E-2}]
["2014-09-08T12:00:30.050","12:00:00",6013,5.71E-4,{"$f":"D6062*'2.Proyecto'!$E$18","v":2.8549999999999999E-2}]
["2014-09-08T13:00:30.055","13:00:00",6014,5.3499999999999999E-4,{"$f":"D6063*'2.Proyecto'!$E$18","v":2.6749999999999999E-2}]
["2014-09-08T14:00:30.060","14:00:00",6015,4.4999999999999999E-4,{"$f":"D6064*'2.Proyecto'!$E$18","v":2.2499999999999999E-2}]
["2014-09-08T15:00:30.065","15:00:00",6016,3.2400000000000001E-4,{"$f":"D6065*'2.Proyecto'!$E$18","v":1.6199999999999999E-2}]
["2014-09-08T16:00:30.070","16:00:00",6017,1.65E-4,{"$f":"D6066*'2.Proyecto'!$E$18","v":8.2500000000000004E-3}]
["2014-09-08T17:00:30.075","17:00:00",6018,4.0000000000000003E-5,{"$f":"D6067*'2.Proyecto'!$E$18","v":2E-3}]
["2014-09-08T18:00:30.080","18:00:00",6019,0,{"$f":"D6068*'2.Proyecto'!$E$18","v":0}]
["2014-09-08T19:00:30.085","19:00:00",6020,0,{"$f":"D6069*'2.Proyecto'!$E$18","v":0}]
["2014-09-08T20:00:30.090","20:00:00",6021,0,{"$f":"D6070*'2.Proyecto'!$E$18","v":0}]
["2014-09-08T21:00:30.095","21:00:00",6022,0,{"$f":"D6071*'2.Proyecto'!$E$18","v":0}]
["2014-09-08T22:00:30.100","22:00:00",6023,0,{"$f":"D6072*'2.Proyecto'!$E$18","v":0}]
["2014-09-08T23:00:30.105","23:00:00",6024,0,{"$f":"D6073*'2.Proyecto'!$E$18","v":0}]
["2014-09-09T00:00:30.110","00:00:00",6025,0,{"$f":"D6074*'2.Proyecto'!$E$18","v":0}]
["2014-09-09T01:00:30.115","01:00:00",6026,0,{"$f":"D6075*'2.Proyecto'!$E$18","v":0}]
["2014-09-09T02:00:30.120","02:00:00",6027,0,{"$f":"D6076*'2.Proyecto'!$E$18","v":0}]
["2014-09-09T03:00:30.125","03:00:00",6028,0,{"$f":"D6077*'2.Proyecto'!$E$18","v":0}]
["2014-09-09T04:00:30.130","04:00:00",6029,0,{"$f":"D6078*'2.Proyecto'!$E$18","v":0}]
["2014-09-09T05:00:30.135","05:00:00",6030,0,{"$f":"D6079*'2.Proyecto'!$E$18","v":0}]
["2014-09-09T06:00:30.140","06:00:00",6031,5.5999999999999999E-5,{"$f":"D6080*'2.Proyecto'!$E$18","v":2.8E-3}]
["2014-09-09T07:00:30.145","07:00:00",6032,1.94E-4,{"$f":"D6081*'2.Proyecto'!$E$18","v":9.7000000000000003E-3}]
["2014-09-09T08:00:30.150","08:00:00",6033,3.2200000000000002E-4,{"$f":"D6082*'2.Proyecto'!$E$18","v":1.61E-2}]
["2014-09-09T09:00:30.155","09:00:00",6034,4.0400000000000001E-4,{"$f":"D6083*'2.Proyecto'!$E$18","v":2.0199999999999999E-2}]
["2014-09-09T10:00:30.160","10:00:00",6035,4.1799999999999997E-4,{"$f":"D6084*'2.Proyecto'!$E$18","v":2.0899999999999998E-2}]
["2014-09-09T11:00:30.165","11:00:00",6036,3.6099999999999999E-4,{"$f":"D6085*'2.Proyecto'!$E$18","v":1.805E-2}]
["2014-09-09T12:00:30.170","12:00:00",6037,3.39E-4,{"$f":"D6086*'2.Proyecto'!$E$18","v":1.695E-2}]
["2014-09-09T13:00:30.175","13:00:00",6038,3.0400000000000002E-4,{"$f":"D6087*'2.Proyecto'!$E$18","v":1.5200000000000002E-2}]
["2014-09-09T14:00:30.180","14:00:00",6039,2.5099999999999998E-4,{"$f":"D6088*'2.Proyecto'!$E$18","v":1.2549999999999999E-2}]
["2014-09-09T15:00:30.185","15:00:00",6040,1.7999999999999998E-4,{"$f":"D6089*'2.Proyecto'!$E$18","v":8.9999999999999993E-3}]
["2014-09-09T16:00:30.190","16:00:00",6041,9.800000000000001E-5,{"$f":"D6090*'2.Proyecto'!$E$18","v":4.9000000000000007E-3}]
["2014-09-09T17:00:30.195","17:00:00",6042,2.1000000000000002E-5,{"$f":"D6091*'2.Proyecto'!$E$18","v":1.0500000000000002E-3}]
["2014-09-09T18:00:30.200","18:00:00",6043,0,{"$f":"D6092*'2.Proyecto'!$E$18","v":0}]
["2014-09-09T19:00:30.205","19:00:00",6044,0,{"$f":"D6093*'2.Proyecto'!$E$18","v":0}]
["2014-09-09T20:00:30.210","20:00:00",6045,0,{"$f":"D6094*'2.Proyecto'!$E$18","v":0}]
["2014-09-09T21:00:30.215","21:00:00",6046,0,{"$f":"D6095*'2.Proyecto'!$E$18","v":0}]
["2014-09-09T22:00:30.220","22:00:00",6047,0,{"$f":"D6096*'2.Proyecto'!$E$18","v":0}]
["2014-09-09T23:00:30.225","23:00:00",6048,0,{"$f":"D6097*'2.Proyecto'!$E$18","v":0}]
["2014-09-10T00:00:30.230","00:00:00",6049,0,{"$f":"D6098*'2.Proyecto'!$E$18","v":0}]
["2014-09-10T01:00:30.235","01:00:00",6050,0,{"$f":"D6099*'2.Proyecto'!$E$18","v":0}]
["2014-09-10T02:00:30.240","02:00:00",6051,0,{"$f":"D6100*'2.Proyecto'!$E$18","v":0}]
["2014-09-10T03:00:30.245","03:00:00",6052,0,{"$f":"D6101*'2.Proyecto'!$E$18","v":0}]
["2014-09-10T04:00:30.250","04:00:00",6053,0,{"$f":"D6102*'2.Proyecto'!$E$18","v":0}]
["2014-09-10T05:00:30.255","05:00:00",6054,0,{"$f":"D6103*'2.Proyecto'!$E$18","v":0}]
["2014-09-10T06:00:30.260","06:00:00",6055,5.5999999999999999E-5,{"$f":"D6104*'2.Proyecto'!$E$18","v":2.8E-3}]
["2014-09-10T07:00:30.265","07:00:00",6056,2.02E-4,{"$f":"D6105*'2.Proyecto'!$E$18","v":1.01E-2}]
["2014-09-10T08:00:30.270","08:00:00",6057,3.4300000000000004E-4,{"$f":"D6106*'2.Proyecto'!$E$18","v":1.7150000000000002E-2}]
["2014-09-10T09:00:30.275","09:00:00",6058,4.6200000000000001E-4,{"$f":"D6107*'2.Proyecto'!$E$18","v":2.3099999999999999E-2}]
["2014-09-10T10:00:30.280","10:00:00",6059,5.5400000000000002E-4,{"$f":"D6108*'2.Proyecto'!$E$18","v":2.7700000000000002E-2}]
["2014-09-10T11:00:30.285","11:00:00",6060,6.0099999999999997E-4,{"$f":"D6109*'2.Proyecto'!$E$18","v":3.005E-2}]
["2014-09-10T12:00:30.290","12:00:00",6061,5.9800000000000001E-4,{"$f":"D6110*'2.Proyecto'!$E$18","v":2.9899999999999999E-2}]
["2014-09-10T13:00:30.295","13:00:00",6062,5.0799999999999999E-4,{"$f":"D6111*'2.Proyecto'!$E$18","v":2.5399999999999999E-2}]
["2014-09-10T14:00:30.300","14:00:00",6063,3.8200000000000002E-4,{"$f":"D6112*'2.Proyecto'!$E$18","v":1.9100000000000002E-2}]
["2014-09-10T15:00:30.305","15:00:00",6064,2.2900000000000001E-4,{"$f":"D6113*'2.Proyecto'!$E$18","v":1.145E-2}]
["2014-09-10T16:00:30.310","16:00:00",6065,1.1999999999999999E-4,{"$f":"D6114*'2.Proyecto'!$E$18","v":5.9999999999999993E-3}]
["2014-09-10T17:00:30.315","17:00:00",6066,2.4000000000000001E-5,{"$f":"D6115*'2.Proyecto'!$E$18","v":1.2000000000000001E-3}]
["2014-09-10T18:00:30.320","18:00:00",6067,0,{"$f":"D6116*'2.Proyecto'!$E$18","v":0}]
["2014-09-10T19:00:30.325","19:00:00",6068,0,{"$f":"D6117*'2.Proyecto'!$E$18","v":0}]
["2014-09-10T20:00:30.330","20:00:00",6069,0,{"$f":"D6118*'2.Proyecto'!$E$18","v":0}]
["2014-09-10T21:00:30.335","21:00:00",6070,0,{"$f":"D6119*'2.Proyecto'!$E$18","v":0}]
["2014-09-10T22:00:30.340","22:00:00",6071,0,{"$f":"D6120*'2.Proyecto'!$E$18","v":0}]
["2014-09-10T23:00:30.345","23:00:00",6072,0,{"$f":"D6121*'2.Proyecto'!$E$18","v":0}]
["2014-09-11T00:00:30.350","00:00:00",6073,0,{"$f":"D6122*'2.Proyecto'!$E$18","v":0}]
["2014-09-11T01:00:30.355","01:00:00",6074,0,{"$f":"D6123*'2.Proyecto'!$E$18","v":0}]
["2014-09-11T02:00:30.360","02:00:00",6075,0,{"$f":"D6124*'2.Proyecto'!$E$18","v":0}]
["2014-09-11T03:00:30.365","03:00:00",6076,0,{"$f":"D6125*'2.Proyecto'!$E$18","v":0}]
["2014-09-11T04:00:30.370","04:00:00",6077,0,{"$f":"D6126*'2.Proyecto'!$E$18","v":0}]
["2014-09-11T05:00:30.375","05:00:00",6078,0,{"$f":"D6127*'2.Proyecto'!$E$18","v":0}]
["2014-09-11T06:00:30.380","06:00:00",6079,2.5000000000000001E-5,{"$f":"D6128*'2.Proyecto'!$E$18","v":1.25E-3}]
["2014-09-11T07:00:30.385","07:00:00",6080,1.08E-4,{"$f":"D6129*'2.Proyecto'!$E$18","v":5.3999999999999994E-3}]
["2014-09-11T08:00:30.390","08:00:00",6081,2.0699999999999999E-4,{"$f":"D6130*'2.Proyecto'!$E$18","v":1.035E-2}]
["2014-09-11T09:00:30.395","09:00:00",6082,2.5099999999999998E-4,{"$f":"D6131*'2.Proyecto'!$E$18","v":1.2549999999999999E-2}]
["2014-09-11T10:00:30.400","10:00:00",6083,2.7300000000000002E-4,{"$f":"D6132*'2.Proyecto'!$E$18","v":1.3650000000000001E-2}]
["2014-09-11T11:00:30.405","11:00:00",6084,2.9399999999999999E-4,{"$f":"D6133*'2.Proyecto'!$E$18","v":1.47E-2}]
["2014-09-11T12:00:30.410","12:00:00",6085,2.7500000000000002E-4,{"$f":"D6134*'2.Proyecto'!$E$18","v":1.375E-2}]
["2014-09-11T13:00:30.415","13:00:00",6086,2.9399999999999999E-4,{"$f":"D6135*'2.Proyecto'!$E$18","v":1.47E-2}]
["2014-09-11T14:00:30.420","14:00:00",6087,2.4399999999999999E-4,{"$f":"D6136*'2.Proyecto'!$E$18","v":1.2199999999999999E-2}]
["2014-09-11T15:00:30.425","15:00:00",6088,1.74E-4,{"$f":"D6137*'2.Proyecto'!$E$18","v":8.6999999999999994E-3}]
["2014-09-11T16:00:30.430","16:00:00",6089,8.1000000000000004E-5,{"$f":"D6138*'2.Proyecto'!$E$18","v":4.0499999999999998E-3}]
["2014-09-11T17:00:30.435","17:00:00",6090,1.2999999999999999E-5,{"$f":"D6139*'2.Proyecto'!$E$18","v":6.4999999999999997E-4}]
["2014-09-11T18:00:30.440","18:00:00",6091,0,{"$f":"D6140*'2.Proyecto'!$E$18","v":0}]
["2014-09-11T19:00:30.445","19:00:00",6092,0,{"$f":"D6141*'2.Proyecto'!$E$18","v":0}]
["2014-09-11T20:00:30.450","20:00:00",6093,0,{"$f":"D6142*'2.Proyecto'!$E$18","v":0}]
["2014-09-11T21:00:30.455","21:00:00",6094,0,{"$f":"D6143*'2.Proyecto'!$E$18","v":0}]
["2014-09-11T22:00:30.460","22:00:00",6095,0,{"$f":"D6144*'2.Proyecto'!$E$18","v":0}]
["2014-09-11T23:00:30.465","23:00:00",6096,0,{"$f":"D6145*'2.Proyecto'!$E$18","v":0}]
["2014-09-12T00:00:30.470","00:00:00",6097,0,{"$f":"D6146*'2.Proyecto'!$E$18","v":0}]
["2014-09-12T01:00:30.475","01:00:00",6098,0,{"$f":"D6147*'2.Proyecto'!$E$18","v":0}]
["2014-09-12T02:00:30.480","02:00:00",6099,0,{"$f":"D6148*'2.Proyecto'!$E$18","v":0}]
["2014-09-12T03:00:30.485","03:00:00",6100,0,{"$f":"D6149*'2.Proyecto'!$E$18","v":0}]
["2014-09-12T04:00:30.490","04:00:00",6101,0,{"$f":"D6150*'2.Proyecto'!$E$18","v":0}]
["2014-09-12T05:00:30.495","05:00:00",6102,0,{"$f":"D6151*'2.Proyecto'!$E$18","v":0}]
["2014-09-12T06:00:30.500","06:00:00",6103,1.7E-5,{"$f":"D6152*'2.Proyecto'!$E$18","v":8.4999999999999995E-4}]
["2014-09-12T07:00:30.505","07:00:00",6104,8.7999999999999998E-5,{"$f":"D6153*'2.Proyecto'!$E$18","v":4.4000000000000003E-3}]
["2014-09-12T08:00:30.510","08:00:00",6105,1.8200000000000001E-4,{"$f":"D6154*'2.Proyecto'!$E$18","v":9.1000000000000004E-3}]
["2014-09-12T09:00:30.515","09:00:00",6106,2.6000000000000003E-4,{"$f":"D6155*'2.Proyecto'!$E$18","v":1.3000000000000001E-2}]
["2014-09-12T10:00:30.520","10:00:00",6107,3.19E-4,{"$f":"D6156*'2.Proyecto'!$E$18","v":1.5949999999999999E-2}]
["2014-09-12T11:00:30.525","11:00:00",6108,3.5499999999999996E-4,{"$f":"D6157*'2.Proyecto'!$E$18","v":1.7749999999999998E-2}]
["2014-09-12T12:00:30.530","12:00:00",6109,3.4899999999999997E-4,{"$f":"D6158*'2.Proyecto'!$E$18","v":1.745E-2}]
["2014-09-12T13:00:30.535","13:00:00",6110,3.1300000000000002E-4,{"$f":"D6159*'2.Proyecto'!$E$18","v":1.5650000000000001E-2}]
["2014-09-12T14:00:30.540","14:00:00",6111,2.6800000000000001E-4,{"$f":"D6160*'2.Proyecto'!$E$18","v":1.34E-2}]
["2014-09-12T15:00:30.545","15:00:00",6112,1.7799999999999999E-4,{"$f":"D6161*'2.Proyecto'!$E$18","v":8.8999999999999999E-3}]
["2014-09-12T16:00:30.550","16:00:00",6113,8.2000000000000001E-5,{"$f":"D6162*'2.Proyecto'!$E$18","v":4.1000000000000003E-3}]
["2014-09-12T17:00:30.555","17:00:00",6114,1.2999999999999999E-5,{"$f":"D6163*'2.Proyecto'!$E$18","v":6.4999999999999997E-4}]
["2014-09-12T18:00:30.560","18:00:00",6115,0,{"$f":"D6164*'2.Proyecto'!$E$18","v":0}]
["2014-09-12T19:00:30.565","19:00:00",6116,0,{"$f":"D6165*'2.Proyecto'!$E$18","v":0}]
["2014-09-12T20:00:30.570","20:00:00",6117,0,{"$f":"D6166*'2.Proyecto'!$E$18","v":0}]
["2014-09-12T21:00:30.575","21:00:00",6118,0,{"$f":"D6167*'2.Proyecto'!$E$18","v":0}]
["2014-09-12T22:00:30.580","22:00:00",6119,0,{"$f":"D6168*'2.Proyecto'!$E$18","v":0}]
["2014-09-12T23:00:30.585","23:00:00",6120,0,{"$f":"D6169*'2.Proyecto'!$E$18","v":0}]
["2014-09-13T00:00:30.590","00:00:00",6121,0,{"$f":"D6170*'2.Proyecto'!$E$18","v":0}]
["2014-09-13T01:00:30.595","01:00:00",6122,0,{"$f":"D6171*'2.Proyecto'!$E$18","v":0}]
["2014-09-13T02:00:30.600","02:00:00",6123,0,{"$f":"D6172*'2.Proyecto'!$E$18","v":0}]
["2014-09-13T03:00:30.605","03:00:00",6124,0,{"$f":"D6173*'2.Proyecto'!$E$18","v":0}]
["2014-09-13T04:00:30.610","04:00:00",6125,0,{"$f":"D6174*'2.Proyecto'!$E$18","v":0}]
["2014-09-13T05:00:30.615","05:00:00",6126,0,{"$f":"D6175*'2.Proyecto'!$E$18","v":0}]
["2014-09-13T06:00:30.620","06:00:00",6127,2.4000000000000001E-5,{"$f":"D6176*'2.Proyecto'!$E$18","v":1.2000000000000001E-3}]
["2014-09-13T07:00:30.625","07:00:00",6128,1.07E-4,{"$f":"D6177*'2.Proyecto'!$E$18","v":5.3499999999999997E-3}]
["2014-09-13T08:00:30.630","08:00:00",6129,1.9600000000000002E-4,{"$f":"D6178*'2.Proyecto'!$E$18","v":9.8000000000000014E-3}]
["2014-09-13T09:00:30.635","09:00:00",6130,2.6600000000000001E-4,{"$f":"D6179*'2.Proyecto'!$E$18","v":1.3300000000000001E-2}]
["2014-09-13T10:00:30.640","10:00:00",6131,3.5599999999999998E-4,{"$f":"D6180*'2.Proyecto'!$E$18","v":1.78E-2}]
["2014-09-13T11:00:30.645","11:00:00",6132,4.3100000000000001E-4,{"$f":"D6181*'2.Proyecto'!$E$18","v":2.155E-2}]
["2014-09-13T12:00:30.650","12:00:00",6133,4.8200000000000001E-4,{"$f":"D6182*'2.Proyecto'!$E$18","v":2.41E-2}]
["2014-09-13T13:00:30.655","13:00:00",6134,4.6500000000000003E-4,{"$f":"D6183*'2.Proyecto'!$E$18","v":2.325E-2}]
["2014-09-13T14:00:30.660","14:00:00",6135,3.9800000000000002E-4,{"$f":"D6184*'2.Proyecto'!$E$18","v":1.9900000000000001E-2}]
["2014-09-13T15:00:30.665","15:00:00",6136,2.7900000000000001E-4,{"$f":"D6185*'2.Proyecto'!$E$18","v":1.3950000000000001E-2}]
["2014-09-13T16:00:30.670","16:00:00",6137,1.56E-4,{"$f":"D6186*'2.Proyecto'!$E$18","v":7.7999999999999996E-3}]
["2014-09-13T17:00:30.675","17:00:00",6138,3.3000000000000003E-5,{"$f":"D6187*'2.Proyecto'!$E$18","v":1.6500000000000002E-3}]
["2014-09-13T18:00:30.680","18:00:00",6139,0,{"$f":"D6188*'2.Proyecto'!$E$18","v":0}]
["2014-09-13T19:00:30.685","19:00:00",6140,0,{"$f":"D6189*'2.Proyecto'!$E$18","v":0}]
["2014-09-13T20:00:30.690","20:00:00",6141,0,{"$f":"D6190*'2.Proyecto'!$E$18","v":0}]
["2014-09-13T21:00:30.695","21:00:00",6142,0,{"$f":"D6191*'2.Proyecto'!$E$18","v":0}]
["2014-09-13T22:00:30.700","22:00:00",6143,0,{"$f":"D6192*'2.Proyecto'!$E$18","v":0}]
["2014-09-13T23:00:30.705","23:00:00",6144,0,{"$f":"D6193*'2.Proyecto'!$E$18","v":0}]
["2014-09-14T00:00:30.710","00:00:00",6145,0,{"$f":"D6194*'2.Proyecto'!$E$18","v":0}]
["2014-09-14T01:00:30.715","01:00:00",6146,0,{"$f":"D6195*'2.Proyecto'!$E$18","v":0}]
["2014-09-14T02:00:30.720","02:00:00",6147,0,{"$f":"D6196*'2.Proyecto'!$E$18","v":0}]
["2014-09-14T03:00:30.725","03:00:00",6148,0,{"$f":"D6197*'2.Proyecto'!$E$18","v":0}]
["2014-09-14T04:00:30.730","04:00:00",6149,0,{"$f":"D6198*'2.Proyecto'!$E$18","v":0}]
["2014-09-14T05:00:30.735","05:00:00",6150,0,{"$f":"D6199*'2.Proyecto'!$E$18","v":0}]
["2014-09-14T06:00:30.740","06:00:00",6151,5.1E-5,{"$f":"D6200*'2.Proyecto'!$E$18","v":2.5500000000000002E-3}]
["2014-09-14T07:00:30.745","07:00:00",6152,2.0999999999999998E-4,{"$f":"D6201*'2.Proyecto'!$E$18","v":1.0499999999999999E-2}]
["2014-09-14T08:00:30.750","08:00:00",6153,3.3500000000000001E-4,{"$f":"D6202*'2.Proyecto'!$E$18","v":1.6750000000000001E-2}]
["2014-09-14T09:00:30.755","09:00:00",6154,3.9600000000000003E-4,{"$f":"D6203*'2.Proyecto'!$E$18","v":1.9800000000000002E-2}]
["2014-09-14T10:00:30.760","10:00:00",6155,4.55E-4,{"$f":"D6204*'2.Proyecto'!$E$18","v":2.2749999999999999E-2}]
["2014-09-14T11:00:30.765","11:00:00",6156,5.0100000000000003E-4,{"$f":"D6205*'2.Proyecto'!$E$18","v":2.5050000000000003E-2}]
["2014-09-14T12:00:30.770","12:00:00",6157,5.2400000000000005E-4,{"$f":"D6206*'2.Proyecto'!$E$18","v":2.6200000000000001E-2}]
["2014-09-14T13:00:30.775","13:00:00",6158,5.31E-4,{"$f":"D6207*'2.Proyecto'!$E$18","v":2.6550000000000001E-2}]
["2014-09-14T14:00:30.780","14:00:00",6159,4.7899999999999999E-4,{"$f":"D6208*'2.Proyecto'!$E$18","v":2.3949999999999999E-2}]
["2014-09-14T15:00:30.785","15:00:00",6160,3.4899999999999997E-4,{"$f":"D6209*'2.Proyecto'!$E$18","v":1.745E-2}]
["2014-09-14T16:00:30.790","16:00:00",6161,1.8099999999999998E-4,{"$f":"D6210*'2.Proyecto'!$E$18","v":9.049999999999999E-3}]
["2014-09-14T17:00:30.795","17:00:00",6162,3.5000000000000004E-5,{"$f":"D6211*'2.Proyecto'!$E$18","v":1.7500000000000003E-3}]
["2014-09-14T18:00:30.800","18:00:00",6163,0,{"$f":"D6212*'2.Proyecto'!$E$18","v":0}]
["2014-09-14T19:00:30.805","19:00:00",6164,0,{"$f":"D6213*'2.Proyecto'!$E$18","v":0}]
["2014-09-14T20:00:30.810","20:00:00",6165,0,{"$f":"D6214*'2.Proyecto'!$E$18","v":0}]
["2014-09-14T21:00:30.815","21:00:00",6166,0,{"$f":"D6215*'2.Proyecto'!$E$18","v":0}]
["2014-09-14T22:00:30.820","22:00:00",6167,0,{"$f":"D6216*'2.Proyecto'!$E$18","v":0}]
["2014-09-14T23:00:30.825","23:00:00",6168,0,{"$f":"D6217*'2.Proyecto'!$E$18","v":0}]
["2014-09-15T00:00:30.830","00:00:00",6169,0,{"$f":"D6218*'2.Proyecto'!$E$18","v":0}]
["2014-09-15T01:00:30.835","01:00:00",6170,0,{"$f":"D6219*'2.Proyecto'!$E$18","v":0}]
["2014-09-15T02:00:30.840","02:00:00",6171,0,{"$f":"D6220*'2.Proyecto'!$E$18","v":0}]
["2014-09-15T03:00:30.845","03:00:00",6172,0,{"$f":"D6221*'2.Proyecto'!$E$18","v":0}]
["2014-09-15T04:00:30.850","04:00:00",6173,0,{"$f":"D6222*'2.Proyecto'!$E$18","v":0}]
["2014-09-15T05:00:30.855","05:00:00",6174,0,{"$f":"D6223*'2.Proyecto'!$E$18","v":0}]
["2014-09-15T06:00:30.860","06:00:00",6175,2.3E-5,{"$f":"D6224*'2.Proyecto'!$E$18","v":1.15E-3}]
["2014-09-15T07:00:30.865","07:00:00",6176,1.0399999999999999E-4,{"$f":"D6225*'2.Proyecto'!$E$18","v":5.1999999999999998E-3}]
["2014-09-15T08:00:30.870","08:00:00",6177,2.03E-4,{"$f":"D6226*'2.Proyecto'!$E$18","v":1.0149999999999999E-2}]
["2014-09-15T09:00:30.875","09:00:00",6178,2.6800000000000001E-4,{"$f":"D6227*'2.Proyecto'!$E$18","v":1.34E-2}]
["2014-09-15T10:00:30.880","10:00:00",6179,3.1700000000000001E-4,{"$f":"D6228*'2.Proyecto'!$E$18","v":1.585E-2}]
["2014-09-15T11:00:30.885","11:00:00",6180,3.4399999999999996E-4,{"$f":"D6229*'2.Proyecto'!$E$18","v":1.7199999999999997E-2}]
["2014-09-15T12:00:30.890","12:00:00",6181,3.2499999999999999E-4,{"$f":"D6230*'2.Proyecto'!$E$18","v":1.6250000000000001E-2}]
["2014-09-15T13:00:30.895","13:00:00",6182,2.8499999999999999E-4,{"$f":"D6231*'2.Proyecto'!$E$18","v":1.4249999999999999E-2}]
["2014-09-15T14:00:30.900","14:00:00",6183,2.2499999999999999E-4,{"$f":"D6232*'2.Proyecto'!$E$18","v":1.125E-2}]
["2014-09-15T15:00:30.905","15:00:00",6184,1.3800000000000002E-4,{"$f":"D6233*'2.Proyecto'!$E$18","v":6.9000000000000008E-3}]
["2014-09-15T16:00:30.910","16:00:00",6185,6.6000000000000005E-5,{"$f":"D6234*'2.Proyecto'!$E$18","v":3.3000000000000004E-3}]
["2014-09-15T17:00:30.915","17:00:00",6186,1.2E-5,{"$f":"D6235*'2.Proyecto'!$E$18","v":6.0000000000000006E-4}]
["2014-09-15T18:00:30.920","18:00:00",6187,0,{"$f":"D6236*'2.Proyecto'!$E$18","v":0}]
["2014-09-15T19:00:30.925","19:00:00",6188,0,{"$f":"D6237*'2.Proyecto'!$E$18","v":0}]
["2014-09-15T20:00:30.930","20:00:00",6189,0,{"$f":"D6238*'2.Proyecto'!$E$18","v":0}]
["2014-09-15T21:00:30.935","21:00:00",6190,0,{"$f":"D6239*'2.Proyecto'!$E$18","v":0}]
["2014-09-15T22:00:30.940","22:00:00",6191,0,{"$f":"D6240*'2.Proyecto'!$E$18","v":0}]
["2014-09-15T23:00:30.945","23:00:00",6192,0,{"$f":"D6241*'2.Proyecto'!$E$18","v":0}]
["2014-09-16T00:00:30.950","00:00:00",6193,0,{"$f":"D6242*'2.Proyecto'!$E$18","v":0}]
["2014-09-16T01:00:30.955","01:00:00",6194,0,{"$f":"D6243*'2.Proyecto'!$E$18","v":0}]
["2014-09-16T02:00:30.960","02:00:00",6195,0,{"$f":"D6244*'2.Proyecto'!$E$18","v":0}]
["2014-09-16T03:00:30.965","03:00:00",6196,0,{"$f":"D6245*'2.Proyecto'!$E$18","v":0}]
["2014-09-16T04:00:30.970","04:00:00",6197,0,{"$f":"D6246*'2.Proyecto'!$E$18","v":0}]
["2014-09-16T05:00:30.975","05:00:00",6198,0,{"$f":"D6247*'2.Proyecto'!$E$18","v":0}]
["2014-09-16T06:00:30.980","06:00:00",6199,4.2999999999999995E-5,{"$f":"D6248*'2.Proyecto'!$E$18","v":2.1499999999999996E-3}]
["2014-09-16T07:00:30.985","07:00:00",6200,1.7899999999999999E-4,{"$f":"D6249*'2.Proyecto'!$E$18","v":8.9499999999999996E-3}]
["2014-09-16T08:00:30.990","08:00:00",6201,3.3199999999999999E-4,{"$f":"D6250*'2.Proyecto'!$E$18","v":1.66E-2}]
["2014-09-16T09:00:30.995","09:00:00",6202,4.5800000000000002E-4,{"$f":"D6251*'2.Proyecto'!$E$18","v":2.29E-2}]
["2014-09-16T10:00:31","10:00:00",6203,5.5500000000000005E-4,{"$f":"D6252*'2.Proyecto'!$E$18","v":2.7750000000000004E-2}]
["2014-09-16T11:00:31.005","11:00:00",6204,6.1799999999999995E-4,{"$f":"D6253*'2.Proyecto'!$E$18","v":3.0899999999999997E-2}]
["2014-09-16T12:00:31.010","12:00:00",6205,6.2100000000000002E-4,{"$f":"D6254*'2.Proyecto'!$E$18","v":3.1050000000000001E-2}]
["2014-09-16T13:00:31.015","13:00:00",6206,5.7899999999999998E-4,{"$f":"D6255*'2.Proyecto'!$E$18","v":2.895E-2}]
["2014-09-16T14:00:31.020","14:00:00",6207,4.7599999999999997E-4,{"$f":"D6256*'2.Proyecto'!$E$18","v":2.3799999999999998E-2}]
["2014-09-16T15:00:31.025","15:00:00",6208,3.5E-4,{"$f":"D6257*'2.Proyecto'!$E$18","v":1.7499999999999998E-2}]
["2014-09-16T16:00:31.030","16:00:00",6209,1.7100000000000001E-4,{"$f":"D6258*'2.Proyecto'!$E$18","v":8.5500000000000003E-3}]
["2014-09-16T17:00:31.035","17:00:00",6210,3.6999999999999998E-5,{"$f":"D6259*'2.Proyecto'!$E$18","v":1.8499999999999999E-3}]
["2014-09-16T18:00:31.040","18:00:00",6211,0,{"$f":"D6260*'2.Proyecto'!$E$18","v":0}]
["2014-09-16T19:00:31.045","19:00:00",6212,0,{"$f":"D6261*'2.Proyecto'!$E$18","v":0}]
["2014-09-16T20:00:31.050","20:00:00",6213,0,{"$f":"D6262*'2.Proyecto'!$E$18","v":0}]
["2014-09-16T21:00:31.055","21:00:00",6214,0,{"$f":"D6263*'2.Proyecto'!$E$18","v":0}]
["2014-09-16T22:00:31.060","22:00:00",6215,0,{"$f":"D6264*'2.Proyecto'!$E$18","v":0}]
["2014-09-16T23:00:31.065","23:00:00",6216,0,{"$f":"D6265*'2.Proyecto'!$E$18","v":0}]
["2014-09-17T00:00:31.070","00:00:00",6217,0,{"$f":"D6266*'2.Proyecto'!$E$18","v":0}]
["2014-09-17T01:00:31.075","01:00:00",6218,0,{"$f":"D6267*'2.Proyecto'!$E$18","v":0}]
["2014-09-17T02:00:31.080","02:00:00",6219,0,{"$f":"D6268*'2.Proyecto'!$E$18","v":0}]
["2014-09-17T03:00:31.085","03:00:00",6220,0,{"$f":"D6269*'2.Proyecto'!$E$18","v":0}]
["2014-09-17T04:00:31.090","04:00:00",6221,0,{"$f":"D6270*'2.Proyecto'!$E$18","v":0}]
["2014-09-17T05:00:31.095","05:00:00",6222,0,{"$f":"D6271*'2.Proyecto'!$E$18","v":0}]
["2014-09-17T06:00:31.100","06:00:00",6223,5.3000000000000001E-5,{"$f":"D6272*'2.Proyecto'!$E$18","v":2.65E-3}]
["2014-09-17T07:00:31.105","07:00:00",6224,2.1900000000000001E-4,{"$f":"D6273*'2.Proyecto'!$E$18","v":1.0950000000000001E-2}]
["2014-09-17T08:00:31.110","08:00:00",6225,3.7199999999999999E-4,{"$f":"D6274*'2.Proyecto'!$E$18","v":1.8599999999999998E-2}]
["2014-09-17T09:00:31.115","09:00:00",6226,5.1000000000000004E-4,{"$f":"D6275*'2.Proyecto'!$E$18","v":2.5500000000000002E-2}]
["2014-09-17T10:00:31.120","10:00:00",6227,5.9800000000000001E-4,{"$f":"D6276*'2.Proyecto'!$E$18","v":2.9899999999999999E-2}]
["2014-09-17T11:00:31.125","11:00:00",6228,6.2100000000000002E-4,{"$f":"D6277*'2.Proyecto'!$E$18","v":3.1050000000000001E-2}]
["2014-09-17T12:00:31.130","12:00:00",6229,6.0700000000000001E-4,{"$f":"D6278*'2.Proyecto'!$E$18","v":3.0350000000000002E-2}]
["2014-09-17T13:00:31.135","13:00:00",6230,5.5600000000000007E-4,{"$f":"D6279*'2.Proyecto'!$E$18","v":2.7800000000000005E-2}]
["2014-09-17T14:00:31.140","14:00:00",6231,4.7099999999999996E-4,{"$f":"D6280*'2.Proyecto'!$E$18","v":2.3549999999999998E-2}]
["2014-09-17T15:00:31.145","15:00:00",6232,3.3300000000000002E-4,{"$f":"D6281*'2.Proyecto'!$E$18","v":1.6650000000000002E-2}]
["2014-09-17T16:00:31.150","16:00:00",6233,1.7299999999999998E-4,{"$f":"D6282*'2.Proyecto'!$E$18","v":8.649999999999998E-3}]
["2014-09-17T17:00:31.155","17:00:00",6234,3.4E-5,{"$f":"D6283*'2.Proyecto'!$E$18","v":1.6999999999999999E-3}]
["2014-09-17T18:00:31.160","18:00:00",6235,0,{"$f":"D6284*'2.Proyecto'!$E$18","v":0}]
["2014-09-17T19:00:31.165","19:00:00",6236,0,{"$f":"D6285*'2.Proyecto'!$E$18","v":0}]
["2014-09-17T20:00:31.170","20:00:00",6237,0,{"$f":"D6286*'2.Proyecto'!$E$18","v":0}]
["2014-09-17T21:00:31.175","21:00:00",6238,0,{"$f":"D6287*'2.Proyecto'!$E$18","v":0}]
["2014-09-17T22:00:31.180","22:00:00",6239,0,{"$f":"D6288*'2.Proyecto'!$E$18","v":0}]
["2014-09-17T23:00:31.185","23:00:00",6240,0,{"$f":"D6289*'2.Proyecto'!$E$18","v":0}]
["2014-09-18T00:00:31.190","00:00:00",6241,0,{"$f":"D6290*'2.Proyecto'!$E$18","v":0}]
["2014-09-18T01:00:31.195","01:00:00",6242,0,{"$f":"D6291*'2.Proyecto'!$E$18","v":0}]
["2014-09-18T02:00:31.200","02:00:00",6243,0,{"$f":"D6292*'2.Proyecto'!$E$18","v":0}]
["2014-09-18T03:00:31.205","03:00:00",6244,0,{"$f":"D6293*'2.Proyecto'!$E$18","v":0}]
["2014-09-18T04:00:31.210","04:00:00",6245,0,{"$f":"D6294*'2.Proyecto'!$E$18","v":0}]
["2014-09-18T05:00:31.215","05:00:00",6246,0,{"$f":"D6295*'2.Proyecto'!$E$18","v":0}]
["2014-09-18T06:00:31.220","06:00:00",6247,5.1999999999999997E-5,{"$f":"D6296*'2.Proyecto'!$E$18","v":2.5999999999999999E-3}]
["2014-09-18T07:00:31.225","07:00:00",6248,2.2000000000000001E-4,{"$f":"D6297*'2.Proyecto'!$E$18","v":1.1000000000000001E-2}]
["2014-09-18T08:00:31.230","08:00:00",6249,3.8900000000000002E-4,{"$f":"D6298*'2.Proyecto'!$E$18","v":1.9450000000000002E-2}]
["2014-09-18T09:00:31.235","09:00:00",6250,5.3300000000000005E-4,{"$f":"D6299*'2.Proyecto'!$E$18","v":2.6650000000000004E-2}]
["2014-09-18T10:00:31.240","10:00:00",6251,6.2799999999999998E-4,{"$f":"D6300*'2.Proyecto'!$E$18","v":3.1399999999999997E-2}]
["2014-09-18T11:00:31.245","11:00:00",6252,6.78E-4,{"$f":"D6301*'2.Proyecto'!$E$18","v":3.39E-2}]
["2014-09-18T12:00:31.250","12:00:00",6253,6.7900000000000002E-4,{"$f":"D6302*'2.Proyecto'!$E$18","v":3.3950000000000001E-2}]
["2014-09-18T13:00:31.255","13:00:00",6254,6.3600000000000006E-4,{"$f":"D6303*'2.Proyecto'!$E$18","v":3.1800000000000002E-2}]
["2014-09-18T14:00:31.260","14:00:00",6255,5.44E-4,{"$f":"D6304*'2.Proyecto'!$E$18","v":2.7199999999999998E-2}]
["2014-09-18T15:00:31.265","15:00:00",6256,4.0100000000000004E-4,{"$f":"D6305*'2.Proyecto'!$E$18","v":2.0050000000000002E-2}]
["2014-09-18T16:00:31.270","16:00:00",6257,1.9800000000000002E-4,{"$f":"D6306*'2.Proyecto'!$E$18","v":9.9000000000000008E-3}]
["2014-09-18T17:00:31.275","17:00:00",6258,3.5000000000000004E-5,{"$f":"D6307*'2.Proyecto'!$E$18","v":1.7500000000000003E-3}]
["2014-09-18T18:00:31.280","18:00:00",6259,0,{"$f":"D6308*'2.Proyecto'!$E$18","v":0}]
["2014-09-18T19:00:31.285","19:00:00",6260,0,{"$f":"D6309*'2.Proyecto'!$E$18","v":0}]
["2014-09-18T20:00:31.290","20:00:00",6261,0,{"$f":"D6310*'2.Proyecto'!$E$18","v":0}]
["2014-09-18T21:00:31.295","21:00:00",6262,0,{"$f":"D6311*'2.Proyecto'!$E$18","v":0}]
["2014-09-18T22:00:31.300","22:00:00",6263,0,{"$f":"D6312*'2.Proyecto'!$E$18","v":0}]
["2014-09-18T23:00:31.305","23:00:00",6264,0,{"$f":"D6313*'2.Proyecto'!$E$18","v":0}]
["2014-09-19T00:00:31.310","00:00:00",6265,0,{"$f":"D6314*'2.Proyecto'!$E$18","v":0}]
["2014-09-19T01:00:31.315","01:00:00",6266,0,{"$f":"D6315*'2.Proyecto'!$E$18","v":0}]
["2014-09-19T02:00:31.320","02:00:00",6267,0,{"$f":"D6316*'2.Proyecto'!$E$18","v":0}]
["2014-09-19T03:00:31.325","03:00:00",6268,0,{"$f":"D6317*'2.Proyecto'!$E$18","v":0}]
["2014-09-19T04:00:31.330","04:00:00",6269,0,{"$f":"D6318*'2.Proyecto'!$E$18","v":0}]
["2014-09-19T05:00:31.335","05:00:00",6270,0,{"$f":"D6319*'2.Proyecto'!$E$18","v":0}]
["2014-09-19T06:00:31.340","06:00:00",6271,4.4999999999999996E-5,{"$f":"D6320*'2.Proyecto'!$E$18","v":2.2499999999999998E-3}]
["2014-09-19T07:00:31.345","07:00:00",6272,1.9100000000000001E-4,{"$f":"D6321*'2.Proyecto'!$E$18","v":9.5500000000000012E-3}]
["2014-09-19T08:00:31.350","08:00:00",6273,3.59E-4,{"$f":"D6322*'2.Proyecto'!$E$18","v":1.7950000000000001E-2}]
["2014-09-19T09:00:31.355","09:00:00",6274,5.04E-4,{"$f":"D6323*'2.Proyecto'!$E$18","v":2.52E-2}]
["2014-09-19T10:00:31.360","10:00:00",6275,6.0399999999999994E-4,{"$f":"D6324*'2.Proyecto'!$E$18","v":3.0199999999999998E-2}]
["2014-09-19T11:00:31.365","11:00:00",6276,6.4700000000000001E-4,{"$f":"D6325*'2.Proyecto'!$E$18","v":3.2350000000000004E-2}]
["2014-09-19T12:00:31.370","12:00:00",6277,6.38E-4,{"$f":"D6326*'2.Proyecto'!$E$18","v":3.1899999999999998E-2}]
["2014-09-19T13:00:31.375","13:00:00",6278,5.7599999999999991E-4,{"$f":"D6327*'2.Proyecto'!$E$18","v":2.8799999999999996E-2}]
["2014-09-19T14:00:31.380","14:00:00",6279,4.7099999999999996E-4,{"$f":"D6328*'2.Proyecto'!$E$18","v":2.3549999999999998E-2}]
["2014-09-19T15:00:31.385","15:00:00",6280,3.2299999999999999E-4,{"$f":"D6329*'2.Proyecto'!$E$18","v":1.6150000000000001E-2}]
["2014-09-19T16:00:31.390","16:00:00",6281,1.5799999999999999E-4,{"$f":"D6330*'2.Proyecto'!$E$18","v":7.899999999999999E-3}]
["2014-09-19T17:00:31.395","17:00:00",6282,2.6999999999999999E-5,{"$f":"D6331*'2.Proyecto'!$E$18","v":1.3499999999999999E-3}]
["2014-09-19T18:00:31.400","18:00:00",6283,0,{"$f":"D6332*'2.Proyecto'!$E$18","v":0}]
["2014-09-19T19:00:31.405","19:00:00",6284,0,{"$f":"D6333*'2.Proyecto'!$E$18","v":0}]
["2014-09-19T20:00:31.410","20:00:00",6285,0,{"$f":"D6334*'2.Proyecto'!$E$18","v":0}]
["2014-09-19T21:00:31.415","21:00:00",6286,0,{"$f":"D6335*'2.Proyecto'!$E$18","v":0}]
["2014-09-19T22:00:31.420","22:00:00",6287,0,{"$f":"D6336*'2.Proyecto'!$E$18","v":0}]
["2014-09-19T23:00:31.425","23:00:00",6288,0,{"$f":"D6337*'2.Proyecto'!$E$18","v":0}]
["2014-09-20T00:00:31.430","00:00:00",6289,0,{"$f":"D6338*'2.Proyecto'!$E$18","v":0}]
["2014-09-20T01:00:31.435","01:00:00",6290,0,{"$f":"D6339*'2.Proyecto'!$E$18","v":0}]
["2014-09-20T02:00:31.440","02:00:00",6291,0,{"$f":"D6340*'2.Proyecto'!$E$18","v":0}]
["2014-09-20T03:00:31.445","03:00:00",6292,0,{"$f":"D6341*'2.Proyecto'!$E$18","v":0}]
["2014-09-20T04:00:31.450","04:00:00",6293,0,{"$f":"D6342*'2.Proyecto'!$E$18","v":0}]
["2014-09-20T05:00:31.455","05:00:00",6294,0,{"$f":"D6343*'2.Proyecto'!$E$18","v":0}]
["2014-09-20T06:00:31.460","06:00:00",6295,3.8999999999999999E-5,{"$f":"D6344*'2.Proyecto'!$E$18","v":1.9499999999999999E-3}]
["2014-09-20T07:00:31.465","07:00:00",6296,1.7000000000000001E-4,{"$f":"D6345*'2.Proyecto'!$E$18","v":8.5000000000000006E-3}]
["2014-09-20T08:00:31.470","08:00:00",6297,2.92E-4,{"$f":"D6346*'2.Proyecto'!$E$18","v":1.46E-2}]
["2014-09-20T09:00:31.475","09:00:00",6298,4.06E-4,{"$f":"D6347*'2.Proyecto'!$E$18","v":2.0299999999999999E-2}]
["2014-09-20T10:00:31.480","10:00:00",6299,4.9700000000000005E-4,{"$f":"D6348*'2.Proyecto'!$E$18","v":2.4850000000000004E-2}]
["2014-09-20T11:00:31.485","11:00:00",6300,5.44E-4,{"$f":"D6349*'2.Proyecto'!$E$18","v":2.7199999999999998E-2}]
["2014-09-20T12:00:31.490","12:00:00",6301,5.22E-4,{"$f":"D6350*'2.Proyecto'!$E$18","v":2.6100000000000002E-2}]
["2014-09-20T13:00:31.495","13:00:00",6302,4.0300000000000004E-4,{"$f":"D6351*'2.Proyecto'!$E$18","v":2.0150000000000001E-2}]
["2014-09-20T14:00:31.500","14:00:00",6303,2.6600000000000001E-4,{"$f":"D6352*'2.Proyecto'!$E$18","v":1.3300000000000001E-2}]
["2014-09-20T15:00:31.505","15:00:00",6304,1.54E-4,{"$f":"D6353*'2.Proyecto'!$E$18","v":7.7000000000000002E-3}]
["2014-09-20T16:00:31.510","16:00:00",6305,7.1999999999999988E-5,{"$f":"D6354*'2.Proyecto'!$E$18","v":3.5999999999999995E-3}]
["2014-09-20T17:00:31.515","17:00:00",6306,1.2E-5,{"$f":"D6355*'2.Proyecto'!$E$18","v":6.0000000000000006E-4}]
["2014-09-20T18:00:31.520","18:00:00",6307,0,{"$f":"D6356*'2.Proyecto'!$E$18","v":0}]
["2014-09-20T19:00:31.525","19:00:00",6308,0,{"$f":"D6357*'2.Proyecto'!$E$18","v":0}]
["2014-09-20T20:00:31.530","20:00:00",6309,0,{"$f":"D6358*'2.Proyecto'!$E$18","v":0}]
["2014-09-20T21:00:31.535","21:00:00",6310,0,{"$f":"D6359*'2.Proyecto'!$E$18","v":0}]
["2014-09-20T22:00:31.540","22:00:00",6311,0,{"$f":"D6360*'2.Proyecto'!$E$18","v":0}]
["2014-09-20T23:00:31.545","23:00:00",6312,0,{"$f":"D6361*'2.Proyecto'!$E$18","v":0}]
["2014-09-21T00:00:31.550","00:00:00",6313,0,{"$f":"D6362*'2.Proyecto'!$E$18","v":0}]
["2014-09-21T01:00:31.555","01:00:00",6314,0,{"$f":"D6363*'2.Proyecto'!$E$18","v":0}]
["2014-09-21T02:00:31.560","02:00:00",6315,0,{"$f":"D6364*'2.Proyecto'!$E$18","v":0}]
["2014-09-21T03:00:31.565","03:00:00",6316,0,{"$f":"D6365*'2.Proyecto'!$E$18","v":0}]
["2014-09-21T04:00:31.570","04:00:00",6317,0,{"$f":"D6366*'2.Proyecto'!$E$18","v":0}]
["2014-09-21T05:00:31.575","05:00:00",6318,0,{"$f":"D6367*'2.Proyecto'!$E$18","v":0}]
["2014-09-21T06:00:31.580","06:00:00",6319,3.1999999999999999E-5,{"$f":"D6368*'2.Proyecto'!$E$18","v":1.5999999999999999E-3}]
["2014-09-21T07:00:31.585","07:00:00",6320,1.4899999999999999E-4,{"$f":"D6369*'2.Proyecto'!$E$18","v":7.4499999999999992E-3}]
["2014-09-21T08:00:31.590","08:00:00",6321,2.7100000000000003E-4,{"$f":"D6370*'2.Proyecto'!$E$18","v":1.3550000000000001E-2}]
["2014-09-21T09:00:31.595","09:00:00",6322,3.5099999999999997E-4,{"$f":"D6371*'2.Proyecto'!$E$18","v":1.755E-2}]
["2014-09-21T10:00:31.600","10:00:00",6323,4.1899999999999999E-4,{"$f":"D6372*'2.Proyecto'!$E$18","v":2.095E-2}]
["2014-09-21T11:00:31.605","11:00:00",6324,4.55E-4,{"$f":"D6373*'2.Proyecto'!$E$18","v":2.2749999999999999E-2}]
["2014-09-21T12:00:31.610","12:00:00",6325,4.6700000000000002E-4,{"$f":"D6374*'2.Proyecto'!$E$18","v":2.3350000000000003E-2}]
["2014-09-21T13:00:31.615","13:00:00",6326,4.37E-4,{"$f":"D6375*'2.Proyecto'!$E$18","v":2.1850000000000001E-2}]
["2014-09-21T14:00:31.620","14:00:00",6327,3.5E-4,{"$f":"D6376*'2.Proyecto'!$E$18","v":1.7499999999999998E-2}]
["2014-09-21T15:00:31.625","15:00:00",6328,2.41E-4,{"$f":"D6377*'2.Proyecto'!$E$18","v":1.205E-2}]
["2014-09-21T16:00:31.630","16:00:00",6329,1.1700000000000001E-4,{"$f":"D6378*'2.Proyecto'!$E$18","v":5.8500000000000002E-3}]
["2014-09-21T17:00:31.635","17:00:00",6330,1.9000000000000001E-5,{"$f":"D6379*'2.Proyecto'!$E$18","v":9.5000000000000011E-4}]
["2014-09-21T18:00:31.640","18:00:00",6331,0,{"$f":"D6380*'2.Proyecto'!$E$18","v":0}]
["2014-09-21T19:00:31.645","19:00:00",6332,0,{"$f":"D6381*'2.Proyecto'!$E$18","v":0}]
["2014-09-21T20:00:31.650","20:00:00",6333,0,{"$f":"D6382*'2.Proyecto'!$E$18","v":0}]
["2014-09-21T21:00:31.655","21:00:00",6334,0,{"$f":"D6383*'2.Proyecto'!$E$18","v":0}]
["2014-09-21T22:00:31.660","22:00:00",6335,0,{"$f":"D6384*'2.Proyecto'!$E$18","v":0}]
["2014-09-21T23:00:31.665","23:00:00",6336,0,{"$f":"D6385*'2.Proyecto'!$E$18","v":0}]
["2014-09-22T00:00:31.670","00:00:00",6337,0,{"$f":"D6386*'2.Proyecto'!$E$18","v":0}]
["2014-09-22T01:00:31.675","01:00:00",6338,0,{"$f":"D6387*'2.Proyecto'!$E$18","v":0}]
["2014-09-22T02:00:31.680","02:00:00",6339,0,{"$f":"D6388*'2.Proyecto'!$E$18","v":0}]
["2014-09-22T03:00:31.685","03:00:00",6340,0,{"$f":"D6389*'2.Proyecto'!$E$18","v":0}]
["2014-09-22T04:00:31.690","04:00:00",6341,0,{"$f":"D6390*'2.Proyecto'!$E$18","v":0}]
["2014-09-22T05:00:31.695","05:00:00",6342,0,{"$f":"D6391*'2.Proyecto'!$E$18","v":0}]
["2014-09-22T06:00:31.700","06:00:00",6343,2.5000000000000001E-5,{"$f":"D6392*'2.Proyecto'!$E$18","v":1.25E-3}]
["2014-09-22T07:00:31.705","07:00:00",6344,1.3000000000000002E-4,{"$f":"D6393*'2.Proyecto'!$E$18","v":6.5000000000000006E-3}]
["2014-09-22T08:00:31.710","08:00:00",6345,2.5300000000000002E-4,{"$f":"D6394*'2.Proyecto'!$E$18","v":1.2650000000000002E-2}]
["2014-09-22T09:00:31.715","09:00:00",6346,3.6699999999999998E-4,{"$f":"D6395*'2.Proyecto'!$E$18","v":1.8349999999999998E-2}]
["2014-09-22T10:00:31.720","10:00:00",6347,4.6500000000000003E-4,{"$f":"D6396*'2.Proyecto'!$E$18","v":2.325E-2}]
["2014-09-22T11:00:31.725","11:00:00",6348,5.2000000000000006E-4,{"$f":"D6397*'2.Proyecto'!$E$18","v":2.6000000000000002E-2}]
["2014-09-22T12:00:31.730","12:00:00",6349,5.1699999999999999E-4,{"$f":"D6398*'2.Proyecto'!$E$18","v":2.5849999999999998E-2}]
["2014-09-22T13:00:31.735","13:00:00",6350,4.6700000000000002E-4,{"$f":"D6399*'2.Proyecto'!$E$18","v":2.3350000000000003E-2}]
["2014-09-22T14:00:31.740","14:00:00",6351,3.9800000000000002E-4,{"$f":"D6400*'2.Proyecto'!$E$18","v":1.9900000000000001E-2}]
["2014-09-22T15:00:31.745","15:00:00",6352,2.8599999999999996E-4,{"$f":"D6401*'2.Proyecto'!$E$18","v":1.4299999999999998E-2}]
["2014-09-22T16:00:31.750","16:00:00",6353,1.4000000000000001E-4,{"$f":"D6402*'2.Proyecto'!$E$18","v":7.000000000000001E-3}]
["2014-09-22T17:00:31.755","17:00:00",6354,2.5000000000000001E-5,{"$f":"D6403*'2.Proyecto'!$E$18","v":1.25E-3}]
["2014-09-22T18:00:31.760","18:00:00",6355,0,{"$f":"D6404*'2.Proyecto'!$E$18","v":0}]
["2014-09-22T19:00:31.765","19:00:00",6356,0,{"$f":"D6405*'2.Proyecto'!$E$18","v":0}]
["2014-09-22T20:00:31.770","20:00:00",6357,0,{"$f":"D6406*'2.Proyecto'!$E$18","v":0}]
["2014-09-22T21:00:31.775","21:00:00",6358,0,{"$f":"D6407*'2.Proyecto'!$E$18","v":0}]
["2014-09-22T22:00:31.780","22:00:00",6359,0,{"$f":"D6408*'2.Proyecto'!$E$18","v":0}]
["2014-09-22T23:00:31.785","23:00:00",6360,0,{"$f":"D6409*'2.Proyecto'!$E$18","v":0}]
["2014-09-23T00:00:31.790","00:00:00",6361,0,{"$f":"D6410*'2.Proyecto'!$E$18","v":0}]
["2014-09-23T01:00:31.795","01:00:00",6362,0,{"$f":"D6411*'2.Proyecto'!$E$18","v":0}]
["2014-09-23T02:00:31.800","02:00:00",6363,0,{"$f":"D6412*'2.Proyecto'!$E$18","v":0}]
["2014-09-23T03:00:31.805","03:00:00",6364,0,{"$f":"D6413*'2.Proyecto'!$E$18","v":0}]
["2014-09-23T04:00:31.810","04:00:00",6365,0,{"$f":"D6414*'2.Proyecto'!$E$18","v":0}]
["2014-09-23T05:00:31.815","05:00:00",6366,0,{"$f":"D6415*'2.Proyecto'!$E$18","v":0}]
["2014-09-23T06:00:31.820","06:00:00",6367,3.1999999999999999E-5,{"$f":"D6416*'2.Proyecto'!$E$18","v":1.5999999999999999E-3}]
["2014-09-23T07:00:31.825","07:00:00",6368,1.47E-4,{"$f":"D6417*'2.Proyecto'!$E$18","v":7.3499999999999998E-3}]
["2014-09-23T08:00:31.830","08:00:00",6369,2.6700000000000004E-4,{"$f":"D6418*'2.Proyecto'!$E$18","v":1.3350000000000002E-2}]
["2014-09-23T09:00:31.835","09:00:00",6370,3.6499999999999998E-4,{"$f":"D6419*'2.Proyecto'!$E$18","v":1.8249999999999999E-2}]
["2014-09-23T10:00:31.840","10:00:00",6371,4.37E-4,{"$f":"D6420*'2.Proyecto'!$E$18","v":2.1850000000000001E-2}]
["2014-09-23T11:00:31.845","11:00:00",6372,4.7099999999999996E-4,{"$f":"D6421*'2.Proyecto'!$E$18","v":2.3549999999999998E-2}]
["2014-09-23T12:00:31.850","12:00:00",6373,4.5300000000000001E-4,{"$f":"D6422*'2.Proyecto'!$E$18","v":2.265E-2}]
["2014-09-23T13:00:31.855","13:00:00",6374,3.9100000000000002E-4,{"$f":"D6423*'2.Proyecto'!$E$18","v":1.9550000000000001E-2}]
["2014-09-23T14:00:31.860","14:00:00",6375,3.1700000000000001E-4,{"$f":"D6424*'2.Proyecto'!$E$18","v":1.585E-2}]
["2014-09-23T15:00:31.865","15:00:00",6376,2.3999999999999998E-4,{"$f":"D6425*'2.Proyecto'!$E$18","v":1.1999999999999999E-2}]
["2014-09-23T16:00:31.870","16:00:00",6377,1.3200000000000001E-4,{"$f":"D6426*'2.Proyecto'!$E$18","v":6.6000000000000008E-3}]
["2014-09-23T17:00:31.875","17:00:00",6378,2.5000000000000001E-5,{"$f":"D6427*'2.Proyecto'!$E$18","v":1.25E-3}]
["2014-09-23T18:00:31.880","18:00:00",6379,0,{"$f":"D6428*'2.Proyecto'!$E$18","v":0}]
["2014-09-23T19:00:31.885","19:00:00",6380,0,{"$f":"D6429*'2.Proyecto'!$E$18","v":0}]
["2014-09-23T20:00:31.890","20:00:00",6381,0,{"$f":"D6430*'2.Proyecto'!$E$18","v":0}]
["2014-09-23T21:00:31.895","21:00:00",6382,0,{"$f":"D6431*'2.Proyecto'!$E$18","v":0}]
["2014-09-23T22:00:31.900","22:00:00",6383,0,{"$f":"D6432*'2.Proyecto'!$E$18","v":0}]
["2014-09-23T23:00:31.905","23:00:00",6384,0,{"$f":"D6433*'2.Proyecto'!$E$18","v":0}]
["2014-09-24T00:00:31.910","00:00:00",6385,0,{"$f":"D6434*'2.Proyecto'!$E$18","v":0}]
["2014-09-24T01:00:31.915","01:00:00",6386,0,{"$f":"D6435*'2.Proyecto'!$E$18","v":0}]
["2014-09-24T02:00:31.920","02:00:00",6387,0,{"$f":"D6436*'2.Proyecto'!$E$18","v":0}]
["2014-09-24T03:00:31.925","03:00:00",6388,0,{"$f":"D6437*'2.Proyecto'!$E$18","v":0}]
["2014-09-24T04:00:31.930","04:00:00",6389,0,{"$f":"D6438*'2.Proyecto'!$E$18","v":0}]
["2014-09-24T05:00:31.935","05:00:00",6390,0,{"$f":"D6439*'2.Proyecto'!$E$18","v":0}]
["2014-09-24T06:00:31.940","06:00:00",6391,5.8E-5,{"$f":"D6440*'2.Proyecto'!$E$18","v":2.8999999999999998E-3}]
["2014-09-24T07:00:31.945","07:00:00",6392,2.5000000000000001E-4,{"$f":"D6441*'2.Proyecto'!$E$18","v":1.2500000000000001E-2}]
["2014-09-24T08:00:31.950","08:00:00",6393,4.2900000000000002E-4,{"$f":"D6442*'2.Proyecto'!$E$18","v":2.145E-2}]
["2014-09-24T09:00:31.955","09:00:00",6394,5.5100000000000006E-4,{"$f":"D6443*'2.Proyecto'!$E$18","v":2.7550000000000002E-2}]
["2014-09-24T10:00:31.960","10:00:00",6395,6.1299999999999994E-4,{"$f":"D6444*'2.Proyecto'!$E$18","v":3.0649999999999997E-2}]
["2014-09-24T11:00:31.965","11:00:00",6396,6.0599999999999998E-4,{"$f":"D6445*'2.Proyecto'!$E$18","v":3.0300000000000001E-2}]
["2014-09-24T12:00:31.970","12:00:00",6397,5.8099999999999992E-4,{"$f":"D6446*'2.Proyecto'!$E$18","v":2.9049999999999996E-2}]
["2014-09-24T13:00:31.975","13:00:00",6398,5.3600000000000002E-4,{"$f":"D6447*'2.Proyecto'!$E$18","v":2.6800000000000001E-2}]
["2014-09-24T14:00:31.980","14:00:00",6399,4.2400000000000001E-4,{"$f":"D6448*'2.Proyecto'!$E$18","v":2.12E-2}]
["2014-09-24T15:00:31.985","15:00:00",6400,3.21E-4,{"$f":"D6449*'2.Proyecto'!$E$18","v":1.6049999999999998E-2}]
["2014-09-24T16:00:31.990","16:00:00",6401,1.84E-4,{"$f":"D6450*'2.Proyecto'!$E$18","v":9.1999999999999998E-3}]
["2014-09-24T17:00:31.995","17:00:00",6402,3.5999999999999994E-5,{"$f":"D6451*'2.Proyecto'!$E$18","v":1.7999999999999997E-3}]
["2014-09-24T18:00:32","18:00:00",6403,0,{"$f":"D6452*'2.Proyecto'!$E$18","v":0}]
["2014-09-24T19:00:32.005","19:00:00",6404,0,{"$f":"D6453*'2.Proyecto'!$E$18","v":0}]
["2014-09-24T20:00:32.010","20:00:00",6405,0,{"$f":"D6454*'2.Proyecto'!$E$18","v":0}]
["2014-09-24T21:00:32.015","21:00:00",6406,0,{"$f":"D6455*'2.Proyecto'!$E$18","v":0}]
["2014-09-24T22:00:32.020","22:00:00",6407,0,{"$f":"D6456*'2.Proyecto'!$E$18","v":0}]
["2014-09-24T23:00:32.025","23:00:00",6408,0,{"$f":"D6457*'2.Proyecto'!$E$18","v":0}]
["2014-09-25T00:00:32.030","00:00:00",6409,0,{"$f":"D6458*'2.Proyecto'!$E$18","v":0}]
["2014-09-25T01:00:32.035","01:00:00",6410,0,{"$f":"D6459*'2.Proyecto'!$E$18","v":0}]
["2014-09-25T02:00:32.040","02:00:00",6411,0,{"$f":"D6460*'2.Proyecto'!$E$18","v":0}]
["2014-09-25T03:00:32.045","03:00:00",6412,0,{"$f":"D6461*'2.Proyecto'!$E$18","v":0}]
["2014-09-25T04:00:32.050","04:00:00",6413,0,{"$f":"D6462*'2.Proyecto'!$E$18","v":0}]
["2014-09-25T05:00:32.055","05:00:00",6414,0,{"$f":"D6463*'2.Proyecto'!$E$18","v":0}]
["2014-09-25T06:00:32.060","06:00:00",6415,4.6E-5,{"$f":"D6464*'2.Proyecto'!$E$18","v":2.3E-3}]
["2014-09-25T07:00:32.065","07:00:00",6416,2.1900000000000001E-4,{"$f":"D6465*'2.Proyecto'!$E$18","v":1.0950000000000001E-2}]
["2014-09-25T08:00:32.070","08:00:00",6417,3.8999999999999999E-4,{"$f":"D6466*'2.Proyecto'!$E$18","v":1.95E-2}]
["2014-09-25T09:00:32.075","09:00:00",6418,4.6200000000000001E-4,{"$f":"D6467*'2.Proyecto'!$E$18","v":2.3099999999999999E-2}]
["2014-09-25T10:00:32.080","10:00:00",6419,5.5900000000000004E-4,{"$f":"D6468*'2.Proyecto'!$E$18","v":2.7950000000000003E-2}]
["2014-09-25T11:00:32.085","11:00:00",6420,6.2E-4,{"$f":"D6469*'2.Proyecto'!$E$18","v":3.1E-2}]
["2014-09-25T12:00:32.090","12:00:00",6421,6.1499999999999999E-4,{"$f":"D6470*'2.Proyecto'!$E$18","v":3.075E-2}]
["2014-09-25T13:00:32.095","13:00:00",6422,5.8299999999999997E-4,{"$f":"D6471*'2.Proyecto'!$E$18","v":2.9149999999999999E-2}]
["2014-09-25T14:00:32.100","14:00:00",6423,4.75E-4,{"$f":"D6472*'2.Proyecto'!$E$18","v":2.375E-2}]
["2014-09-25T15:00:32.105","15:00:00",6424,2.9599999999999998E-4,{"$f":"D6473*'2.Proyecto'!$E$18","v":1.4799999999999999E-2}]
["2014-09-25T16:00:32.110","16:00:00",6425,1.4899999999999999E-4,{"$f":"D6474*'2.Proyecto'!$E$18","v":7.4499999999999992E-3}]
["2014-09-25T17:00:32.115","17:00:00",6426,2.5999999999999998E-5,{"$f":"D6475*'2.Proyecto'!$E$18","v":1.2999999999999999E-3}]
["2014-09-25T18:00:32.120","18:00:00",6427,0,{"$f":"D6476*'2.Proyecto'!$E$18","v":0}]
["2014-09-25T19:00:32.125","19:00:00",6428,0,{"$f":"D6477*'2.Proyecto'!$E$18","v":0}]
["2014-09-25T20:00:32.130","20:00:00",6429,0,{"$f":"D6478*'2.Proyecto'!$E$18","v":0}]
["2014-09-25T21:00:32.135","21:00:00",6430,0,{"$f":"D6479*'2.Proyecto'!$E$18","v":0}]
["2014-09-25T22:00:32.140","22:00:00",6431,0,{"$f":"D6480*'2.Proyecto'!$E$18","v":0}]
["2014-09-25T23:00:32.145","23:00:00",6432,0,{"$f":"D6481*'2.Proyecto'!$E$18","v":0}]
["2014-09-26T00:00:32.150","00:00:00",6433,0,{"$f":"D6482*'2.Proyecto'!$E$18","v":0}]
["2014-09-26T01:00:32.155","01:00:00",6434,0,{"$f":"D6483*'2.Proyecto'!$E$18","v":0}]
["2014-09-26T02:00:32.160","02:00:00",6435,0,{"$f":"D6484*'2.Proyecto'!$E$18","v":0}]
["2014-09-26T03:00:32.165","03:00:00",6436,0,{"$f":"D6485*'2.Proyecto'!$E$18","v":0}]
["2014-09-26T04:00:32.170","04:00:00",6437,0,{"$f":"D6486*'2.Proyecto'!$E$18","v":0}]
["2014-09-26T05:00:32.175","05:00:00",6438,0,{"$f":"D6487*'2.Proyecto'!$E$18","v":0}]
["2014-09-26T06:00:32.180","06:00:00",6439,3.5999999999999994E-5,{"$f":"D6488*'2.Proyecto'!$E$18","v":1.7999999999999997E-3}]
["2014-09-26T07:00:32.185","07:00:00",6440,1.7799999999999999E-4,{"$f":"D6489*'2.Proyecto'!$E$18","v":8.8999999999999999E-3}]
["2014-09-26T08:00:32.190","08:00:00",6441,3.4000000000000002E-4,{"$f":"D6490*'2.Proyecto'!$E$18","v":1.7000000000000001E-2}]
["2014-09-26T09:00:32.195","09:00:00",6442,4.7899999999999999E-4,{"$f":"D6491*'2.Proyecto'!$E$18","v":2.3949999999999999E-2}]
["2014-09-26T10:00:32.200","10:00:00",6443,5.7699999999999993E-4,{"$f":"D6492*'2.Proyecto'!$E$18","v":2.8849999999999997E-2}]
["2014-09-26T11:00:32.205","11:00:00",6444,6.2E-4,{"$f":"D6493*'2.Proyecto'!$E$18","v":3.1E-2}]
["2014-09-26T12:00:32.210","12:00:00",6445,6.0899999999999995E-4,{"$f":"D6494*'2.Proyecto'!$E$18","v":3.0449999999999998E-2}]
["2014-09-26T13:00:32.215","13:00:00",6446,5.53E-4,{"$f":"D6495*'2.Proyecto'!$E$18","v":2.7650000000000001E-2}]
["2014-09-26T14:00:32.220","14:00:00",6447,4.5200000000000004E-4,{"$f":"D6496*'2.Proyecto'!$E$18","v":2.2600000000000002E-2}]
["2014-09-26T15:00:32.225","15:00:00",6448,3.1199999999999999E-4,{"$f":"D6497*'2.Proyecto'!$E$18","v":1.5599999999999999E-2}]
["2014-09-26T16:00:32.230","16:00:00",6449,1.6000000000000001E-4,{"$f":"D6498*'2.Proyecto'!$E$18","v":8.0000000000000002E-3}]
["2014-09-26T17:00:32.235","17:00:00",6450,2.8E-5,{"$f":"D6499*'2.Proyecto'!$E$18","v":1.4E-3}]
["2014-09-26T18:00:32.240","18:00:00",6451,0,{"$f":"D6500*'2.Proyecto'!$E$18","v":0}]
["2014-09-26T19:00:32.245","19:00:00",6452,0,{"$f":"D6501*'2.Proyecto'!$E$18","v":0}]
["2014-09-26T20:00:32.250","20:00:00",6453,0,{"$f":"D6502*'2.Proyecto'!$E$18","v":0}]
["2014-09-26T21:00:32.255","21:00:00",6454,0,{"$f":"D6503*'2.Proyecto'!$E$18","v":0}]
["2014-09-26T22:00:32.260","22:00:00",6455,0,{"$f":"D6504*'2.Proyecto'!$E$18","v":0}]
["2014-09-26T23:00:32.265","23:00:00",6456,0,{"$f":"D6505*'2.Proyecto'!$E$18","v":0}]
["2014-09-27T00:00:32.270","00:00:00",6457,0,{"$f":"D6506*'2.Proyecto'!$E$18","v":0}]
["2014-09-27T01:00:32.275","01:00:00",6458,0,{"$f":"D6507*'2.Proyecto'!$E$18","v":0}]
["2014-09-27T02:00:32.280","02:00:00",6459,0,{"$f":"D6508*'2.Proyecto'!$E$18","v":0}]
["2014-09-27T03:00:32.285","03:00:00",6460,0,{"$f":"D6509*'2.Proyecto'!$E$18","v":0}]
["2014-09-27T04:00:32.290","04:00:00",6461,0,{"$f":"D6510*'2.Proyecto'!$E$18","v":0}]
["2014-09-27T05:00:32.295","05:00:00",6462,0,{"$f":"D6511*'2.Proyecto'!$E$18","v":0}]
["2014-09-27T06:00:32.300","06:00:00",6463,2.1000000000000002E-5,{"$f":"D6512*'2.Proyecto'!$E$18","v":1.0500000000000002E-3}]
["2014-09-27T07:00:32.305","07:00:00",6464,1.11E-4,{"$f":"D6513*'2.Proyecto'!$E$18","v":5.5500000000000002E-3}]
["2014-09-27T08:00:32.310","08:00:00",6465,2.13E-4,{"$f":"D6514*'2.Proyecto'!$E$18","v":1.065E-2}]
["2014-09-27T09:00:32.315","09:00:00",6466,3.0199999999999997E-4,{"$f":"D6515*'2.Proyecto'!$E$18","v":1.5099999999999999E-2}]
["2014-09-27T10:00:32.320","10:00:00",6467,4.0699999999999997E-4,{"$f":"D6516*'2.Proyecto'!$E$18","v":2.035E-2}]
["2014-09-27T11:00:32.325","11:00:00",6468,4.9200000000000003E-4,{"$f":"D6517*'2.Proyecto'!$E$18","v":2.46E-2}]
["2014-09-27T12:00:32.330","12:00:00",6469,5.2599999999999999E-4,{"$f":"D6518*'2.Proyecto'!$E$18","v":2.63E-2}]
["2014-09-27T13:00:32.335","13:00:00",6470,5.13E-4,{"$f":"D6519*'2.Proyecto'!$E$18","v":2.5649999999999999E-2}]
["2014-09-27T14:00:32.340","14:00:00",6471,4.44E-4,{"$f":"D6520*'2.Proyecto'!$E$18","v":2.2200000000000001E-2}]
["2014-09-27T15:00:32.345","15:00:00",6472,3.2400000000000001E-4,{"$f":"D6521*'2.Proyecto'!$E$18","v":1.6199999999999999E-2}]
["2014-09-27T16:00:32.350","16:00:00",6473,1.64E-4,{"$f":"D6522*'2.Proyecto'!$E$18","v":8.2000000000000007E-3}]
["2014-09-27T17:00:32.355","17:00:00",6474,2.4000000000000001E-5,{"$f":"D6523*'2.Proyecto'!$E$18","v":1.2000000000000001E-3}]
["2014-09-27T18:00:32.360","18:00:00",6475,0,{"$f":"D6524*'2.Proyecto'!$E$18","v":0}]
["2014-09-27T19:00:32.365","19:00:00",6476,0,{"$f":"D6525*'2.Proyecto'!$E$18","v":0}]
["2014-09-27T20:00:32.370","20:00:00",6477,0,{"$f":"D6526*'2.Proyecto'!$E$18","v":0}]
["2014-09-27T21:00:32.375","21:00:00",6478,0,{"$f":"D6527*'2.Proyecto'!$E$18","v":0}]
["2014-09-27T22:00:32.380","22:00:00",6479,0,{"$f":"D6528*'2.Proyecto'!$E$18","v":0}]
["2014-09-27T23:00:32.385","23:00:00",6480,0,{"$f":"D6529*'2.Proyecto'!$E$18","v":0}]
["2014-09-28T00:00:32.390","00:00:00",6481,0,{"$f":"D6530*'2.Proyecto'!$E$18","v":0}]
["2014-09-28T01:00:32.395","01:00:00",6482,0,{"$f":"D6531*'2.Proyecto'!$E$18","v":0}]
["2014-09-28T02:00:32.400","02:00:00",6483,0,{"$f":"D6532*'2.Proyecto'!$E$18","v":0}]
["2014-09-28T03:00:32.405","03:00:00",6484,0,{"$f":"D6533*'2.Proyecto'!$E$18","v":0}]
["2014-09-28T04:00:32.410","04:00:00",6485,0,{"$f":"D6534*'2.Proyecto'!$E$18","v":0}]
["2014-09-28T05:00:32.415","05:00:00",6486,0,{"$f":"D6535*'2.Proyecto'!$E$18","v":0}]
["2014-09-28T06:00:32.420","06:00:00",6487,2.3E-5,{"$f":"D6536*'2.Proyecto'!$E$18","v":1.15E-3}]
["2014-09-28T07:00:32.425","07:00:00",6488,1.21E-4,{"$f":"D6537*'2.Proyecto'!$E$18","v":6.0499999999999998E-3}]
["2014-09-28T08:00:32.430","08:00:00",6489,2.2600000000000002E-4,{"$f":"D6538*'2.Proyecto'!$E$18","v":1.1300000000000001E-2}]
["2014-09-28T09:00:32.435","09:00:00",6490,3.1500000000000001E-4,{"$f":"D6539*'2.Proyecto'!$E$18","v":1.575E-2}]
["2014-09-28T10:00:32.440","10:00:00",6491,3.9100000000000002E-4,{"$f":"D6540*'2.Proyecto'!$E$18","v":1.9550000000000001E-2}]
["2014-09-28T11:00:32.445","11:00:00",6492,4.2400000000000001E-4,{"$f":"D6541*'2.Proyecto'!$E$18","v":2.12E-2}]
["2014-09-28T12:00:32.450","12:00:00",6493,4.2900000000000002E-4,{"$f":"D6542*'2.Proyecto'!$E$18","v":2.145E-2}]
["2014-09-28T13:00:32.455","13:00:00",6494,3.8500000000000003E-4,{"$f":"D6543*'2.Proyecto'!$E$18","v":1.9250000000000003E-2}]
["2014-09-28T14:00:32.460","14:00:00",6495,3.0499999999999999E-4,{"$f":"D6544*'2.Proyecto'!$E$18","v":1.525E-2}]
["2014-09-28T15:00:32.465","15:00:00",6496,2.03E-4,{"$f":"D6545*'2.Proyecto'!$E$18","v":1.0149999999999999E-2}]
["2014-09-28T16:00:32.470","16:00:00",6497,1E-4,{"$f":"D6546*'2.Proyecto'!$E$18","v":5.0000000000000001E-3}]
["2014-09-28T17:00:32.475","17:00:00",6498,1.7E-5,{"$f":"D6547*'2.Proyecto'!$E$18","v":8.4999999999999995E-4}]
["2014-09-28T18:00:32.480","18:00:00",6499,0,{"$f":"D6548*'2.Proyecto'!$E$18","v":0}]
["2014-09-28T19:00:32.485","19:00:00",6500,0,{"$f":"D6549*'2.Proyecto'!$E$18","v":0}]
["2014-09-28T20:00:32.490","20:00:00",6501,0,{"$f":"D6550*'2.Proyecto'!$E$18","v":0}]
["2014-09-28T21:00:32.495","21:00:00",6502,0,{"$f":"D6551*'2.Proyecto'!$E$18","v":0}]
["2014-09-28T22:00:32.500","22:00:00",6503,0,{"$f":"D6552*'2.Proyecto'!$E$18","v":0}]
["2014-09-28T23:00:32.505","23:00:00",6504,0,{"$f":"D6553*'2.Proyecto'!$E$18","v":0}]
["2014-09-29T00:00:32.510","00:00:00",6505,0,{"$f":"D6554*'2.Proyecto'!$E$18","v":0}]
["2014-09-29T01:00:32.515","01:00:00",6506,0,{"$f":"D6555*'2.Proyecto'!$E$18","v":0}]
["2014-09-29T02:00:32.520","02:00:00",6507,0,{"$f":"D6556*'2.Proyecto'!$E$18","v":0}]
["2014-09-29T03:00:32.525","03:00:00",6508,0,{"$f":"D6557*'2.Proyecto'!$E$18","v":0}]
["2014-09-29T04:00:32.530","04:00:00",6509,0,{"$f":"D6558*'2.Proyecto'!$E$18","v":0}]
["2014-09-29T05:00:32.535","05:00:00",6510,0,{"$f":"D6559*'2.Proyecto'!$E$18","v":0}]
["2014-09-29T06:00:32.540","06:00:00",6511,2.9999999999999997E-5,{"$f":"D6560*'2.Proyecto'!$E$18","v":1.4999999999999998E-3}]
["2014-09-29T07:00:32.545","07:00:00",6512,1.65E-4,{"$f":"D6561*'2.Proyecto'!$E$18","v":8.2500000000000004E-3}]
["2014-09-29T08:00:32.550","08:00:00",6513,3.1599999999999998E-4,{"$f":"D6562*'2.Proyecto'!$E$18","v":1.5799999999999998E-2}]
["2014-09-29T09:00:32.555","09:00:00",6514,4.28E-4,{"$f":"D6563*'2.Proyecto'!$E$18","v":2.1399999999999999E-2}]
["2014-09-29T10:00:32.560","10:00:00",6515,5.6799999999999993E-4,{"$f":"D6564*'2.Proyecto'!$E$18","v":2.8399999999999995E-2}]
["2014-09-29T11:00:32.565","11:00:00",6516,6.3500000000000004E-4,{"$f":"D6565*'2.Proyecto'!$E$18","v":3.175E-2}]
["2014-09-29T12:00:32.570","12:00:00",6517,6.4800000000000003E-4,{"$f":"D6566*'2.Proyecto'!$E$18","v":3.2399999999999998E-2}]
["2014-09-29T13:00:32.575","13:00:00",6518,6.11E-4,{"$f":"D6567*'2.Proyecto'!$E$18","v":3.0550000000000001E-2}]
["2014-09-29T14:00:32.580","14:00:00",6519,5.13E-4,{"$f":"D6568*'2.Proyecto'!$E$18","v":2.5649999999999999E-2}]
["2014-09-29T15:00:32.585","15:00:00",6520,3.4300000000000004E-4,{"$f":"D6569*'2.Proyecto'!$E$18","v":1.7150000000000002E-2}]
["2014-09-29T16:00:32.590","16:00:00",6521,1.5699999999999999E-4,{"$f":"D6570*'2.Proyecto'!$E$18","v":7.8499999999999993E-3}]
["2014-09-29T17:00:32.595","17:00:00",6522,2.6999999999999999E-5,{"$f":"D6571*'2.Proyecto'!$E$18","v":1.3499999999999999E-3}]
["2014-09-29T18:00:32.600","18:00:00",6523,0,{"$f":"D6572*'2.Proyecto'!$E$18","v":0}]
["2014-09-29T19:00:32.605","19:00:00",6524,0,{"$f":"D6573*'2.Proyecto'!$E$18","v":0}]
["2014-09-29T20:00:32.610","20:00:00",6525,0,{"$f":"D6574*'2.Proyecto'!$E$18","v":0}]
["2014-09-29T21:00:32.615","21:00:00",6526,0,{"$f":"D6575*'2.Proyecto'!$E$18","v":0}]
["2014-09-29T22:00:32.620","22:00:00",6527,0,{"$f":"D6576*'2.Proyecto'!$E$18","v":0}]
["2014-09-29T23:00:32.625","23:00:00",6528,0,{"$f":"D6577*'2.Proyecto'!$E$18","v":0}]
["2014-09-30T00:00:32.630","00:00:00",6529,0,{"$f":"D6578*'2.Proyecto'!$E$18","v":0}]
["2014-09-30T01:00:32.635","01:00:00",6530,0,{"$f":"D6579*'2.Proyecto'!$E$18","v":0}]
["2014-09-30T02:00:32.640","02:00:00",6531,0,{"$f":"D6580*'2.Proyecto'!$E$18","v":0}]
["2014-09-30T03:00:32.645","03:00:00",6532,0,{"$f":"D6581*'2.Proyecto'!$E$18","v":0}]
["2014-09-30T04:00:32.650","04:00:00",6533,0,{"$f":"D6582*'2.Proyecto'!$E$18","v":0}]
["2014-09-30T05:00:32.655","05:00:00",6534,0,{"$f":"D6583*'2.Proyecto'!$E$18","v":0}]
["2014-09-30T06:00:32.660","06:00:00",6535,2.4000000000000001E-5,{"$f":"D6584*'2.Proyecto'!$E$18","v":1.2000000000000001E-3}]
["2014-09-30T07:00:32.665","07:00:00",6536,1.55E-4,{"$f":"D6585*'2.Proyecto'!$E$18","v":7.7499999999999999E-3}]
["2014-09-30T08:00:32.670","08:00:00",6537,3.0699999999999998E-4,{"$f":"D6586*'2.Proyecto'!$E$18","v":1.5349999999999999E-2}]
["2014-09-30T09:00:32.675","09:00:00",6538,4.4099999999999999E-4,{"$f":"D6587*'2.Proyecto'!$E$18","v":2.205E-2}]
["2014-09-30T10:00:32.680","10:00:00",6539,5.2999999999999998E-4,{"$f":"D6588*'2.Proyecto'!$E$18","v":2.6499999999999999E-2}]
["2014-09-30T11:00:32.685","11:00:00",6540,5.8900000000000001E-4,{"$f":"D6589*'2.Proyecto'!$E$18","v":2.945E-2}]
["2014-09-30T12:00:32.690","12:00:00",6541,6.0800000000000003E-4,{"$f":"D6590*'2.Proyecto'!$E$18","v":3.0400000000000003E-2}]
["2014-09-30T13:00:32.695","13:00:00",6542,5.7799999999999995E-4,{"$f":"D6591*'2.Proyecto'!$E$18","v":2.8899999999999999E-2}]
["2014-09-30T14:00:32.700","14:00:00",6543,5.0000000000000001E-4,{"$f":"D6592*'2.Proyecto'!$E$18","v":2.5000000000000001E-2}]
["2014-09-30T15:00:32.705","15:00:00",6544,3.6299999999999999E-4,{"$f":"D6593*'2.Proyecto'!$E$18","v":1.8149999999999999E-2}]
["2014-09-30T16:00:32.710","16:00:00",6545,1.85E-4,{"$f":"D6594*'2.Proyecto'!$E$18","v":9.2499999999999995E-3}]
["2014-09-30T17:00:32.715","17:00:00",6546,2.1999999999999999E-5,{"$f":"D6595*'2.Proyecto'!$E$18","v":1.1000000000000001E-3}]
["2014-09-30T18:00:32.720","18:00:00",6547,0,{"$f":"D6596*'2.Proyecto'!$E$18","v":0}]
["2014-09-30T19:00:32.725","19:00:00",6548,0,{"$f":"D6597*'2.Proyecto'!$E$18","v":0}]
["2014-09-30T20:00:32.730","20:00:00",6549,0,{"$f":"D6598*'2.Proyecto'!$E$18","v":0}]
["2014-09-30T21:00:32.735","21:00:00",6550,0,{"$f":"D6599*'2.Proyecto'!$E$18","v":0}]
["2014-09-30T22:00:32.740","22:00:00",6551,0,{"$f":"D6600*'2.Proyecto'!$E$18","v":0}]
["2014-09-30T23:00:32.745","23:00:00",6552,0,{"$f":"D6601*'2.Proyecto'!$E$18","v":0}]
["2014-10-01T00:00:32.750","00:00:00",6553,0,{"$f":"D6602*'2.Proyecto'!$E$18","v":0}]
["2014-10-01T01:00:32.755","01:00:00",6554,0,{"$f":"D6603*'2.Proyecto'!$E$18","v":0}]
["2014-10-01T02:00:32.760","02:00:00",6555,0,{"$f":"D6604*'2.Proyecto'!$E$18","v":0}]
["2014-10-01T03:00:32.765","03:00:00",6556,0,{"$f":"D6605*'2.Proyecto'!$E$18","v":0}]
["2014-10-01T04:00:32.770","04:00:00",6557,0,{"$f":"D6606*'2.Proyecto'!$E$18","v":0}]
["2014-10-01T05:00:32.775","05:00:00",6558,0,{"$f":"D6607*'2.Proyecto'!$E$18","v":0}]
["2014-10-01T06:00:32.780","06:00:00",6559,2.8E-5,{"$f":"D6608*'2.Proyecto'!$E$18","v":1.4E-3}]
["2014-10-01T07:00:32.785","07:00:00",6560,1.4299999999999998E-4,{"$f":"D6609*'2.Proyecto'!$E$18","v":7.1499999999999992E-3}]
["2014-10-01T08:00:32.790","08:00:00",6561,2.7500000000000002E-4,{"$f":"D6610*'2.Proyecto'!$E$18","v":1.375E-2}]
["2014-10-01T09:00:32.795","09:00:00",6562,3.8999999999999999E-4,{"$f":"D6611*'2.Proyecto'!$E$18","v":1.95E-2}]
["2014-10-01T10:00:32.800","10:00:00",6563,4.9100000000000001E-4,{"$f":"D6612*'2.Proyecto'!$E$18","v":2.4549999999999999E-2}]
["2014-10-01T11:00:32.805","11:00:00",6564,5.4700000000000007E-4,{"$f":"D6613*'2.Proyecto'!$E$18","v":2.7350000000000003E-2}]
["2014-10-01T12:00:32.810","12:00:00",6565,5.3899999999999998E-4,{"$f":"D6614*'2.Proyecto'!$E$18","v":2.6949999999999998E-2}]
["2014-10-01T13:00:32.815","13:00:00",6566,4.6999999999999999E-4,{"$f":"D6615*'2.Proyecto'!$E$18","v":2.35E-2}]
["2014-10-01T14:00:32.820","14:00:00",6567,3.6099999999999999E-4,{"$f":"D6616*'2.Proyecto'!$E$18","v":1.805E-2}]
["2014-10-01T15:00:32.825","15:00:00",6568,2.3899999999999998E-4,{"$f":"D6617*'2.Proyecto'!$E$18","v":1.1949999999999999E-2}]
["2014-10-01T16:00:32.830","16:00:00",6569,1.1700000000000001E-4,{"$f":"D6618*'2.Proyecto'!$E$18","v":5.8500000000000002E-3}]
["2014-10-01T17:00:32.835","17:00:00",6570,1.5999999999999999E-5,{"$f":"D6619*'2.Proyecto'!$E$18","v":7.9999999999999993E-4}]
["2014-10-01T18:00:32.840","18:00:00",6571,0,{"$f":"D6620*'2.Proyecto'!$E$18","v":0}]
["2014-10-01T19:00:32.845","19:00:00",6572,0,{"$f":"D6621*'2.Proyecto'!$E$18","v":0}]
["2014-10-01T20:00:32.850","20:00:00",6573,0,{"$f":"D6622*'2.Proyecto'!$E$18","v":0}]
["2014-10-01T21:00:32.855","21:00:00",6574,0,{"$f":"D6623*'2.Proyecto'!$E$18","v":0}]
["2014-10-01T22:00:32.860","22:00:00",6575,0,{"$f":"D6624*'2.Proyecto'!$E$18","v":0}]
["2014-10-01T23:00:32.865","23:00:00",6576,0,{"$f":"D6625*'2.Proyecto'!$E$18","v":0}]
["2014-10-02T00:00:32.870","00:00:00",6577,0,{"$f":"D6626*'2.Proyecto'!$E$18","v":0}]
["2014-10-02T01:00:32.875","01:00:00",6578,0,{"$f":"D6627*'2.Proyecto'!$E$18","v":0}]
["2014-10-02T02:00:32.880","02:00:00",6579,0,{"$f":"D6628*'2.Proyecto'!$E$18","v":0}]
["2014-10-02T03:00:32.885","03:00:00",6580,0,{"$f":"D6629*'2.Proyecto'!$E$18","v":0}]
["2014-10-02T04:00:32.890","04:00:00",6581,0,{"$f":"D6630*'2.Proyecto'!$E$18","v":0}]
["2014-10-02T05:00:32.895","05:00:00",6582,0,{"$f":"D6631*'2.Proyecto'!$E$18","v":0}]
["2014-10-02T06:00:32.900","06:00:00",6583,1.4999999999999999E-5,{"$f":"D6632*'2.Proyecto'!$E$18","v":7.4999999999999991E-4}]
["2014-10-02T07:00:32.905","07:00:00",6584,1.0399999999999999E-4,{"$f":"D6633*'2.Proyecto'!$E$18","v":5.1999999999999998E-3}]
["2014-10-02T08:00:32.910","08:00:00",6585,2.2700000000000002E-4,{"$f":"D6634*'2.Proyecto'!$E$18","v":1.1350000000000001E-2}]
["2014-10-02T09:00:32.915","09:00:00",6586,3.2900000000000003E-4,{"$f":"D6635*'2.Proyecto'!$E$18","v":1.6450000000000003E-2}]
["2014-10-02T10:00:32.920","10:00:00",6587,3.9500000000000001E-4,{"$f":"D6636*'2.Proyecto'!$E$18","v":1.975E-2}]
["2014-10-02T11:00:32.925","11:00:00",6588,4.15E-4,{"$f":"D6637*'2.Proyecto'!$E$18","v":2.0750000000000001E-2}]
["2014-10-02T12:00:32.930","12:00:00",6589,3.5499999999999996E-4,{"$f":"D6638*'2.Proyecto'!$E$18","v":1.7749999999999998E-2}]
["2014-10-02T13:00:32.935","13:00:00",6590,2.7800000000000004E-4,{"$f":"D6639*'2.Proyecto'!$E$18","v":1.3900000000000003E-2}]
["2014-10-02T14:00:32.940","14:00:00",6591,1.95E-4,{"$f":"D6640*'2.Proyecto'!$E$18","v":9.75E-3}]
["2014-10-02T15:00:32.945","15:00:00",6592,1.08E-4,{"$f":"D6641*'2.Proyecto'!$E$18","v":5.3999999999999994E-3}]
["2014-10-02T16:00:32.950","16:00:00",6593,4.2999999999999995E-5,{"$f":"D6642*'2.Proyecto'!$E$18","v":2.1499999999999996E-3}]
["2014-10-02T17:00:32.955","17:00:00",6594,3.9999999999999998E-6,{"$f":"D6643*'2.Proyecto'!$E$18","v":1.9999999999999998E-4}]
["2014-10-02T18:00:32.960","18:00:00",6595,0,{"$f":"D6644*'2.Proyecto'!$E$18","v":0}]
["2014-10-02T19:00:32.965","19:00:00",6596,0,{"$f":"D6645*'2.Proyecto'!$E$18","v":0}]
["2014-10-02T20:00:32.970","20:00:00",6597,0,{"$f":"D6646*'2.Proyecto'!$E$18","v":0}]
["2014-10-02T21:00:32.975","21:00:00",6598,0,{"$f":"D6647*'2.Proyecto'!$E$18","v":0}]
["2014-10-02T22:00:32.980","22:00:00",6599,0,{"$f":"D6648*'2.Proyecto'!$E$18","v":0}]
["2014-10-02T23:00:32.985","23:00:00",6600,0,{"$f":"D6649*'2.Proyecto'!$E$18","v":0}]
["2014-10-03T00:00:32.990","00:00:00",6601,0,{"$f":"D6650*'2.Proyecto'!$E$18","v":0}]
["2014-10-03T01:00:32.995","01:00:00",6602,0,{"$f":"D6651*'2.Proyecto'!$E$18","v":0}]
["2014-10-03T02:00:33","02:00:00",6603,0,{"$f":"D6652*'2.Proyecto'!$E$18","v":0}]
["2014-10-03T03:00:33.005","03:00:00",6604,0,{"$f":"D6653*'2.Proyecto'!$E$18","v":0}]
["2014-10-03T04:00:33.010","04:00:00",6605,0,{"$f":"D6654*'2.Proyecto'!$E$18","v":0}]
["2014-10-03T05:00:33.015","05:00:00",6606,0,{"$f":"D6655*'2.Proyecto'!$E$18","v":0}]
["2014-10-03T06:00:33.020","06:00:00",6607,2.5000000000000001E-5,{"$f":"D6656*'2.Proyecto'!$E$18","v":1.25E-3}]
["2014-10-03T07:00:33.025","07:00:00",6608,1.5699999999999999E-4,{"$f":"D6657*'2.Proyecto'!$E$18","v":7.8499999999999993E-3}]
["2014-10-03T08:00:33.030","08:00:00",6609,3.2000000000000003E-4,{"$f":"D6658*'2.Proyecto'!$E$18","v":1.6E-2}]
["2014-10-03T09:00:33.035","09:00:00",6610,4.7599999999999997E-4,{"$f":"D6659*'2.Proyecto'!$E$18","v":2.3799999999999998E-2}]
["2014-10-03T10:00:33.040","10:00:00",6611,5.9800000000000001E-4,{"$f":"D6660*'2.Proyecto'!$E$18","v":2.9899999999999999E-2}]
["2014-10-03T11:00:33.045","11:00:00",6612,6.5900000000000008E-4,{"$f":"D6661*'2.Proyecto'!$E$18","v":3.2950000000000007E-2}]
["2014-10-03T12:00:33.050","12:00:00",6613,6.6399999999999999E-4,{"$f":"D6662*'2.Proyecto'!$E$18","v":3.32E-2}]
["2014-10-03T13:00:33.055","13:00:00",6614,6.1799999999999995E-4,{"$f":"D6663*'2.Proyecto'!$E$18","v":3.0899999999999997E-2}]
["2014-10-03T14:00:33.060","14:00:00",6615,5.2999999999999998E-4,{"$f":"D6664*'2.Proyecto'!$E$18","v":2.6499999999999999E-2}]
["2014-10-03T15:00:33.065","15:00:00",6616,3.68E-4,{"$f":"D6665*'2.Proyecto'!$E$18","v":1.84E-2}]
["2014-10-03T16:00:33.070","16:00:00",6617,1.7699999999999999E-4,{"$f":"D6666*'2.Proyecto'!$E$18","v":8.8500000000000002E-3}]
["2014-10-03T17:00:33.075","17:00:00",6618,2.1999999999999999E-5,{"$f":"D6667*'2.Proyecto'!$E$18","v":1.1000000000000001E-3}]
["2014-10-03T18:00:33.080","18:00:00",6619,0,{"$f":"D6668*'2.Proyecto'!$E$18","v":0}]
["2014-10-03T19:00:33.085","19:00:00",6620,0,{"$f":"D6669*'2.Proyecto'!$E$18","v":0}]
["2014-10-03T20:00:33.090","20:00:00",6621,0,{"$f":"D6670*'2.Proyecto'!$E$18","v":0}]
["2014-10-03T21:00:33.095","21:00:00",6622,0,{"$f":"D6671*'2.Proyecto'!$E$18","v":0}]
["2014-10-03T22:00:33.100","22:00:00",6623,0,{"$f":"D6672*'2.Proyecto'!$E$18","v":0}]
["2014-10-03T23:00:33.105","23:00:00",6624,0,{"$f":"D6673*'2.Proyecto'!$E$18","v":0}]
["2014-10-04T00:00:33.110","00:00:00",6625,0,{"$f":"D6674*'2.Proyecto'!$E$18","v":0}]
["2014-10-04T01:00:33.115","01:00:00",6626,0,{"$f":"D6675*'2.Proyecto'!$E$18","v":0}]
["2014-10-04T02:00:33.120","02:00:00",6627,0,{"$f":"D6676*'2.Proyecto'!$E$18","v":0}]
["2014-10-04T03:00:33.125","03:00:00",6628,0,{"$f":"D6677*'2.Proyecto'!$E$18","v":0}]
["2014-10-04T04:00:33.130","04:00:00",6629,0,{"$f":"D6678*'2.Proyecto'!$E$18","v":0}]
["2014-10-04T05:00:33.135","05:00:00",6630,0,{"$f":"D6679*'2.Proyecto'!$E$18","v":0}]
["2014-10-04T06:00:33.140","06:00:00",6631,2.9E-5,{"$f":"D6680*'2.Proyecto'!$E$18","v":1.4499999999999999E-3}]
["2014-10-04T07:00:33.145","07:00:00",6632,1.85E-4,{"$f":"D6681*'2.Proyecto'!$E$18","v":9.2499999999999995E-3}]
["2014-10-04T08:00:33.150","08:00:00",6633,3.6699999999999998E-4,{"$f":"D6682*'2.Proyecto'!$E$18","v":1.8349999999999998E-2}]
["2014-10-04T09:00:33.155","09:00:00",6634,5.1100000000000006E-4,{"$f":"D6683*'2.Proyecto'!$E$18","v":2.5550000000000003E-2}]
["2014-10-04T10:00:33.160","10:00:00",6635,6.0499999999999996E-4,{"$f":"D6684*'2.Proyecto'!$E$18","v":3.0249999999999999E-2}]
["2014-10-04T11:00:33.165","11:00:00",6636,6.5400000000000007E-4,{"$f":"D6685*'2.Proyecto'!$E$18","v":3.2700000000000007E-2}]
["2014-10-04T12:00:33.170","12:00:00",6637,6.5600000000000001E-4,{"$f":"D6686*'2.Proyecto'!$E$18","v":3.2800000000000003E-2}]
["2014-10-04T13:00:33.175","13:00:00",6638,6.0399999999999994E-4,{"$f":"D6687*'2.Proyecto'!$E$18","v":3.0199999999999998E-2}]
["2014-10-04T14:00:33.180","14:00:00",6639,5.0100000000000003E-4,{"$f":"D6688*'2.Proyecto'!$E$18","v":2.5050000000000003E-2}]
["2014-10-04T15:00:33.185","15:00:00",6640,3.39E-4,{"$f":"D6689*'2.Proyecto'!$E$18","v":1.695E-2}]
["2014-10-04T16:00:33.190","16:00:00",6641,1.7699999999999999E-4,{"$f":"D6690*'2.Proyecto'!$E$18","v":8.8500000000000002E-3}]
["2014-10-04T17:00:33.195","17:00:00",6642,2.5000000000000001E-5,{"$f":"D6691*'2.Proyecto'!$E$18","v":1.25E-3}]
["2014-10-04T18:00:33.200","18:00:00",6643,0,{"$f":"D6692*'2.Proyecto'!$E$18","v":0}]
["2014-10-04T19:00:33.205","19:00:00",6644,0,{"$f":"D6693*'2.Proyecto'!$E$18","v":0}]
["2014-10-04T20:00:33.210","20:00:00",6645,0,{"$f":"D6694*'2.Proyecto'!$E$18","v":0}]
["2014-10-04T21:00:33.215","21:00:00",6646,0,{"$f":"D6695*'2.Proyecto'!$E$18","v":0}]
["2014-10-04T22:00:33.220","22:00:00",6647,0,{"$f":"D6696*'2.Proyecto'!$E$18","v":0}]
["2014-10-04T23:00:33.225","23:00:00",6648,0,{"$f":"D6697*'2.Proyecto'!$E$18","v":0}]
["2014-10-05T00:00:33.230","00:00:00",6649,0,{"$f":"D6698*'2.Proyecto'!$E$18","v":0}]
["2014-10-05T01:00:33.235","01:00:00",6650,0,{"$f":"D6699*'2.Proyecto'!$E$18","v":0}]
["2014-10-05T02:00:33.240","02:00:00",6651,0,{"$f":"D6700*'2.Proyecto'!$E$18","v":0}]
["2014-10-05T03:00:33.245","03:00:00",6652,0,{"$f":"D6701*'2.Proyecto'!$E$18","v":0}]
["2014-10-05T04:00:33.250","04:00:00",6653,0,{"$f":"D6702*'2.Proyecto'!$E$18","v":0}]
["2014-10-05T05:00:33.255","05:00:00",6654,0,{"$f":"D6703*'2.Proyecto'!$E$18","v":0}]
["2014-10-05T06:00:33.260","06:00:00",6655,3.4E-5,{"$f":"D6704*'2.Proyecto'!$E$18","v":1.6999999999999999E-3}]
["2014-10-05T07:00:33.265","07:00:00",6656,1.6800000000000002E-4,{"$f":"D6705*'2.Proyecto'!$E$18","v":8.4000000000000012E-3}]
["2014-10-05T08:00:33.270","08:00:00",6657,2.8299999999999999E-4,{"$f":"D6706*'2.Proyecto'!$E$18","v":1.4149999999999999E-2}]
["2014-10-05T09:00:33.275","09:00:00",6658,3.6499999999999998E-4,{"$f":"D6707*'2.Proyecto'!$E$18","v":1.8249999999999999E-2}]
["2014-10-05T10:00:33.280","10:00:00",6659,4.5100000000000001E-4,{"$f":"D6708*'2.Proyecto'!$E$18","v":2.2550000000000001E-2}]
["2014-10-05T11:00:33.285","11:00:00",6660,5.5100000000000006E-4,{"$f":"D6709*'2.Proyecto'!$E$18","v":2.7550000000000002E-2}]
["2014-10-05T12:00:33.290","12:00:00",6661,6.0899999999999995E-4,{"$f":"D6710*'2.Proyecto'!$E$18","v":3.0449999999999998E-2}]
["2014-10-05T13:00:33.295","13:00:00",6662,5.8699999999999996E-4,{"$f":"D6711*'2.Proyecto'!$E$18","v":2.9349999999999998E-2}]
["2014-10-05T14:00:33.300","14:00:00",6663,4.7299999999999995E-4,{"$f":"D6712*'2.Proyecto'!$E$18","v":2.3649999999999997E-2}]
["2014-10-05T15:00:33.305","15:00:00",6664,2.8599999999999996E-4,{"$f":"D6713*'2.Proyecto'!$E$18","v":1.4299999999999998E-2}]
["2014-10-05T16:00:33.310","16:00:00",6665,9.6000000000000002E-5,{"$f":"D6714*'2.Proyecto'!$E$18","v":4.8000000000000004E-3}]
["2014-10-05T17:00:33.315","17:00:00",6666,7.9999999999999996E-6,{"$f":"D6715*'2.Proyecto'!$E$18","v":3.9999999999999996E-4}]
["2014-10-05T18:00:33.320","18:00:00",6667,0,{"$f":"D6716*'2.Proyecto'!$E$18","v":0}]
["2014-10-05T19:00:33.325","19:00:00",6668,0,{"$f":"D6717*'2.Proyecto'!$E$18","v":0}]
["2014-10-05T20:00:33.330","20:00:00",6669,0,{"$f":"D6718*'2.Proyecto'!$E$18","v":0}]
["2014-10-05T21:00:33.335","21:00:00",6670,0,{"$f":"D6719*'2.Proyecto'!$E$18","v":0}]
["2014-10-05T22:00:33.340","22:00:00",6671,0,{"$f":"D6720*'2.Proyecto'!$E$18","v":0}]
["2014-10-05T23:00:33.345","23:00:00",6672,0,{"$f":"D6721*'2.Proyecto'!$E$18","v":0}]
["2014-10-06T00:00:33.350","00:00:00",6673,0,{"$f":"D6722*'2.Proyecto'!$E$18","v":0}]
["2014-10-06T01:00:33.355","01:00:00",6674,0,{"$f":"D6723*'2.Proyecto'!$E$18","v":0}]
["2014-10-06T02:00:33.360","02:00:00",6675,0,{"$f":"D6724*'2.Proyecto'!$E$18","v":0}]
["2014-10-06T03:00:33.365","03:00:00",6676,0,{"$f":"D6725*'2.Proyecto'!$E$18","v":0}]
["2014-10-06T04:00:33.370","04:00:00",6677,0,{"$f":"D6726*'2.Proyecto'!$E$18","v":0}]
["2014-10-06T05:00:33.375","05:00:00",6678,0,{"$f":"D6727*'2.Proyecto'!$E$18","v":0}]
["2014-10-06T06:00:33.380","06:00:00",6679,3.1999999999999999E-5,{"$f":"D6728*'2.Proyecto'!$E$18","v":1.5999999999999999E-3}]
["2014-10-06T07:00:33.385","07:00:00",6680,2.03E-4,{"$f":"D6729*'2.Proyecto'!$E$18","v":1.0149999999999999E-2}]
["2014-10-06T08:00:33.390","08:00:00",6681,3.8299999999999999E-4,{"$f":"D6730*'2.Proyecto'!$E$18","v":1.915E-2}]
["2014-10-06T09:00:33.395","09:00:00",6682,4.7999999999999996E-4,{"$f":"D6731*'2.Proyecto'!$E$18","v":2.3999999999999997E-2}]
["2014-10-06T10:00:33.400","10:00:00",6683,5.2999999999999998E-4,{"$f":"D6732*'2.Proyecto'!$E$18","v":2.6499999999999999E-2}]
["2014-10-06T11:00:33.405","11:00:00",6684,5.669999999999999E-4,{"$f":"D6733*'2.Proyecto'!$E$18","v":2.8349999999999997E-2}]
["2014-10-06T12:00:33.410","12:00:00",6685,5.6200000000000011E-4,{"$f":"D6734*'2.Proyecto'!$E$18","v":2.8100000000000007E-2}]
["2014-10-06T13:00:33.415","13:00:00",6686,5.22E-4,{"$f":"D6735*'2.Proyecto'!$E$18","v":2.6100000000000002E-2}]
["2014-10-06T14:00:33.420","14:00:00",6687,4.57E-4,{"$f":"D6736*'2.Proyecto'!$E$18","v":2.2849999999999999E-2}]
["2014-10-06T15:00:33.425","15:00:00",6688,3.4599999999999995E-4,{"$f":"D6737*'2.Proyecto'!$E$18","v":1.7299999999999996E-2}]
["2014-10-06T16:00:33.430","16:00:00",6689,1.66E-4,{"$f":"D6738*'2.Proyecto'!$E$18","v":8.3000000000000001E-3}]
["2014-10-06T17:00:33.435","17:00:00",6690,2.0000000000000002E-5,{"$f":"D6739*'2.Proyecto'!$E$18","v":1E-3}]
["2014-10-06T18:00:33.440","18:00:00",6691,0,{"$f":"D6740*'2.Proyecto'!$E$18","v":0}]
["2014-10-06T19:00:33.445","19:00:00",6692,0,{"$f":"D6741*'2.Proyecto'!$E$18","v":0}]
["2014-10-06T20:00:33.450","20:00:00",6693,0,{"$f":"D6742*'2.Proyecto'!$E$18","v":0}]
["2014-10-06T21:00:33.455","21:00:00",6694,0,{"$f":"D6743*'2.Proyecto'!$E$18","v":0}]
["2014-10-06T22:00:33.460","22:00:00",6695,0,{"$f":"D6744*'2.Proyecto'!$E$18","v":0}]
["2014-10-06T23:00:33.465","23:00:00",6696,0,{"$f":"D6745*'2.Proyecto'!$E$18","v":0}]
["2014-10-07T00:00:33.470","00:00:00",6697,0,{"$f":"D6746*'2.Proyecto'!$E$18","v":0}]
["2014-10-07T01:00:33.475","01:00:00",6698,0,{"$f":"D6747*'2.Proyecto'!$E$18","v":0}]
["2014-10-07T02:00:33.480","02:00:00",6699,0,{"$f":"D6748*'2.Proyecto'!$E$18","v":0}]
["2014-10-07T03:00:33.485","03:00:00",6700,0,{"$f":"D6749*'2.Proyecto'!$E$18","v":0}]
["2014-10-07T04:00:33.490","04:00:00",6701,0,{"$f":"D6750*'2.Proyecto'!$E$18","v":0}]
["2014-10-07T05:00:33.495","05:00:00",6702,0,{"$f":"D6751*'2.Proyecto'!$E$18","v":0}]
["2014-10-07T06:00:33.500","06:00:00",6703,1.4E-5,{"$f":"D6752*'2.Proyecto'!$E$18","v":6.9999999999999999E-4}]
["2014-10-07T07:00:33.505","07:00:00",6704,8.8999999999999995E-5,{"$f":"D6753*'2.Proyecto'!$E$18","v":4.45E-3}]
["2014-10-07T08:00:33.510","08:00:00",6705,1.7299999999999998E-4,{"$f":"D6754*'2.Proyecto'!$E$18","v":8.649999999999998E-3}]
["2014-10-07T09:00:33.515","09:00:00",6706,1.9700000000000002E-4,{"$f":"D6755*'2.Proyecto'!$E$18","v":9.8500000000000011E-3}]
["2014-10-07T10:00:33.520","10:00:00",6707,2.4699999999999999E-4,{"$f":"D6756*'2.Proyecto'!$E$18","v":1.235E-2}]
["2014-10-07T11:00:33.525","11:00:00",6708,2.7E-4,{"$f":"D6757*'2.Proyecto'!$E$18","v":1.35E-2}]
["2014-10-07T12:00:33.530","12:00:00",6709,2.7800000000000004E-4,{"$f":"D6758*'2.Proyecto'!$E$18","v":1.3900000000000003E-2}]
["2014-10-07T13:00:33.535","13:00:00",6710,2.6900000000000003E-4,{"$f":"D6759*'2.Proyecto'!$E$18","v":1.3450000000000002E-2}]
["2014-10-07T14:00:33.540","14:00:00",6711,2.3899999999999998E-4,{"$f":"D6760*'2.Proyecto'!$E$18","v":1.1949999999999999E-2}]
["2014-10-07T15:00:33.545","15:00:00",6712,1.8099999999999998E-4,{"$f":"D6761*'2.Proyecto'!$E$18","v":9.049999999999999E-3}]
["2014-10-07T16:00:33.550","16:00:00",6713,9.6000000000000002E-5,{"$f":"D6762*'2.Proyecto'!$E$18","v":4.8000000000000004E-3}]
["2014-10-07T17:00:33.555","17:00:00",6714,1.0000000000000001E-5,{"$f":"D6763*'2.Proyecto'!$E$18","v":5.0000000000000001E-4}]
["2014-10-07T18:00:33.560","18:00:00",6715,0,{"$f":"D6764*'2.Proyecto'!$E$18","v":0}]
["2014-10-07T19:00:33.565","19:00:00",6716,0,{"$f":"D6765*'2.Proyecto'!$E$18","v":0}]
["2014-10-07T20:00:33.570","20:00:00",6717,0,{"$f":"D6766*'2.Proyecto'!$E$18","v":0}]
["2014-10-07T21:00:33.575","21:00:00",6718,0,{"$f":"D6767*'2.Proyecto'!$E$18","v":0}]
["2014-10-07T22:00:33.580","22:00:00",6719,0,{"$f":"D6768*'2.Proyecto'!$E$18","v":0}]
["2014-10-07T23:00:33.585","23:00:00",6720,0,{"$f":"D6769*'2.Proyecto'!$E$18","v":0}]
["2014-10-08T00:00:33.590","00:00:00",6721,0,{"$f":"D6770*'2.Proyecto'!$E$18","v":0}]
["2014-10-08T01:00:33.595","01:00:00",6722,0,{"$f":"D6771*'2.Proyecto'!$E$18","v":0}]
["2014-10-08T02:00:33.600","02:00:00",6723,0,{"$f":"D6772*'2.Proyecto'!$E$18","v":0}]
["2014-10-08T03:00:33.605","03:00:00",6724,0,{"$f":"D6773*'2.Proyecto'!$E$18","v":0}]
["2014-10-08T04:00:33.610","04:00:00",6725,0,{"$f":"D6774*'2.Proyecto'!$E$18","v":0}]
["2014-10-08T05:00:33.615","05:00:00",6726,0,{"$f":"D6775*'2.Proyecto'!$E$18","v":0}]
["2014-10-08T06:00:33.620","06:00:00",6727,1.0000000000000001E-5,{"$f":"D6776*'2.Proyecto'!$E$18","v":5.0000000000000001E-4}]
["2014-10-08T07:00:33.625","07:00:00",6728,6.7999999999999999E-5,{"$f":"D6777*'2.Proyecto'!$E$18","v":3.3999999999999998E-3}]
["2014-10-08T08:00:33.630","08:00:00",6729,1.27E-4,{"$f":"D6778*'2.Proyecto'!$E$18","v":6.3499999999999997E-3}]
["2014-10-08T09:00:33.635","09:00:00",6730,1.7899999999999999E-4,{"$f":"D6779*'2.Proyecto'!$E$18","v":8.9499999999999996E-3}]
["2014-10-08T10:00:33.640","10:00:00",6731,2.1900000000000001E-4,{"$f":"D6780*'2.Proyecto'!$E$18","v":1.0950000000000001E-2}]
["2014-10-08T11:00:33.645","11:00:00",6732,2.5399999999999999E-4,{"$f":"D6781*'2.Proyecto'!$E$18","v":1.2699999999999999E-2}]
["2014-10-08T12:00:33.650","12:00:00",6733,2.6800000000000001E-4,{"$f":"D6782*'2.Proyecto'!$E$18","v":1.34E-2}]
["2014-10-08T13:00:33.655","13:00:00",6734,2.6400000000000002E-4,{"$f":"D6783*'2.Proyecto'!$E$18","v":1.3200000000000002E-2}]
["2014-10-08T14:00:33.660","14:00:00",6735,2.2499999999999999E-4,{"$f":"D6784*'2.Proyecto'!$E$18","v":1.125E-2}]
["2014-10-08T15:00:33.665","15:00:00",6736,1.56E-4,{"$f":"D6785*'2.Proyecto'!$E$18","v":7.7999999999999996E-3}]
["2014-10-08T16:00:33.670","16:00:00",6737,7.0999999999999991E-5,{"$f":"D6786*'2.Proyecto'!$E$18","v":3.5499999999999993E-3}]
["2014-10-08T17:00:33.675","17:00:00",6738,6.9999999999999999E-6,{"$f":"D6787*'2.Proyecto'!$E$18","v":3.5E-4}]
["2014-10-08T18:00:33.680","18:00:00",6739,0,{"$f":"D6788*'2.Proyecto'!$E$18","v":0}]
["2014-10-08T19:00:33.685","19:00:00",6740,0,{"$f":"D6789*'2.Proyecto'!$E$18","v":0}]
["2014-10-08T20:00:33.690","20:00:00",6741,0,{"$f":"D6790*'2.Proyecto'!$E$18","v":0}]
["2014-10-08T21:00:33.695","21:00:00",6742,0,{"$f":"D6791*'2.Proyecto'!$E$18","v":0}]
["2014-10-08T22:00:33.700","22:00:00",6743,0,{"$f":"D6792*'2.Proyecto'!$E$18","v":0}]
["2014-10-08T23:00:33.705","23:00:00",6744,0,{"$f":"D6793*'2.Proyecto'!$E$18","v":0}]
["2014-10-09T00:00:33.710","00:00:00",6745,0,{"$f":"D6794*'2.Proyecto'!$E$18","v":0}]
["2014-10-09T01:00:33.715","01:00:00",6746,0,{"$f":"D6795*'2.Proyecto'!$E$18","v":0}]
["2014-10-09T02:00:33.720","02:00:00",6747,0,{"$f":"D6796*'2.Proyecto'!$E$18","v":0}]
["2014-10-09T03:00:33.725","03:00:00",6748,0,{"$f":"D6797*'2.Proyecto'!$E$18","v":0}]
["2014-10-09T04:00:33.730","04:00:00",6749,0,{"$f":"D6798*'2.Proyecto'!$E$18","v":0}]
["2014-10-09T05:00:33.735","05:00:00",6750,0,{"$f":"D6799*'2.Proyecto'!$E$18","v":0}]
["2014-10-09T06:00:33.740","06:00:00",6751,7.9999999999999996E-6,{"$f":"D6800*'2.Proyecto'!$E$18","v":3.9999999999999996E-4}]
["2014-10-09T07:00:33.745","07:00:00",6752,8.2000000000000001E-5,{"$f":"D6801*'2.Proyecto'!$E$18","v":4.1000000000000003E-3}]
["2014-10-09T08:00:33.750","08:00:00",6753,1.9800000000000002E-4,{"$f":"D6802*'2.Proyecto'!$E$18","v":9.9000000000000008E-3}]
["2014-10-09T09:00:33.755","09:00:00",6754,2.9799999999999998E-4,{"$f":"D6803*'2.Proyecto'!$E$18","v":1.4899999999999998E-2}]
["2014-10-09T10:00:33.760","10:00:00",6755,3.59E-4,{"$f":"D6804*'2.Proyecto'!$E$18","v":1.7950000000000001E-2}]
["2014-10-09T11:00:33.765","11:00:00",6756,3.9500000000000001E-4,{"$f":"D6805*'2.Proyecto'!$E$18","v":1.975E-2}]
["2014-10-09T12:00:33.770","12:00:00",6757,4.0500000000000003E-4,{"$f":"D6806*'2.Proyecto'!$E$18","v":2.0250000000000001E-2}]
["2014-10-09T13:00:33.775","13:00:00",6758,3.8900000000000002E-4,{"$f":"D6807*'2.Proyecto'!$E$18","v":1.9450000000000002E-2}]
["2014-10-09T14:00:33.780","14:00:00",6759,3.3600000000000004E-4,{"$f":"D6808*'2.Proyecto'!$E$18","v":1.6800000000000002E-2}]
["2014-10-09T15:00:33.785","15:00:00",6760,2.3699999999999999E-4,{"$f":"D6809*'2.Proyecto'!$E$18","v":1.1849999999999999E-2}]
["2014-10-09T16:00:33.790","16:00:00",6761,1.1E-4,{"$f":"D6810*'2.Proyecto'!$E$18","v":5.5000000000000005E-3}]
["2014-10-09T17:00:33.795","17:00:00",6762,1.1E-5,{"$f":"D6811*'2.Proyecto'!$E$18","v":5.5000000000000003E-4}]
["2014-10-09T18:00:33.800","18:00:00",6763,0,{"$f":"D6812*'2.Proyecto'!$E$18","v":0}]
["2014-10-09T19:00:33.805","19:00:00",6764,0,{"$f":"D6813*'2.Proyecto'!$E$18","v":0}]
["2014-10-09T20:00:33.810","20:00:00",6765,0,{"$f":"D6814*'2.Proyecto'!$E$18","v":0}]
["2014-10-09T21:00:33.815","21:00:00",6766,0,{"$f":"D6815*'2.Proyecto'!$E$18","v":0}]
["2014-10-09T22:00:33.820","22:00:00",6767,0,{"$f":"D6816*'2.Proyecto'!$E$18","v":0}]
["2014-10-09T23:00:33.825","23:00:00",6768,0,{"$f":"D6817*'2.Proyecto'!$E$18","v":0}]
["2014-10-10T00:00:33.830","00:00:00",6769,0,{"$f":"D6818*'2.Proyecto'!$E$18","v":0}]
["2014-10-10T01:00:33.835","01:00:00",6770,0,{"$f":"D6819*'2.Proyecto'!$E$18","v":0}]
["2014-10-10T02:00:33.840","02:00:00",6771,0,{"$f":"D6820*'2.Proyecto'!$E$18","v":0}]
["2014-10-10T03:00:33.845","03:00:00",6772,0,{"$f":"D6821*'2.Proyecto'!$E$18","v":0}]
["2014-10-10T04:00:33.850","04:00:00",6773,0,{"$f":"D6822*'2.Proyecto'!$E$18","v":0}]
["2014-10-10T05:00:33.855","05:00:00",6774,0,{"$f":"D6823*'2.Proyecto'!$E$18","v":0}]
["2014-10-10T06:00:33.860","06:00:00",6775,2.5000000000000001E-5,{"$f":"D6824*'2.Proyecto'!$E$18","v":1.25E-3}]
["2014-10-10T07:00:33.865","07:00:00",6776,1.8200000000000001E-4,{"$f":"D6825*'2.Proyecto'!$E$18","v":9.1000000000000004E-3}]
["2014-10-10T08:00:33.870","08:00:00",6777,3.59E-4,{"$f":"D6826*'2.Proyecto'!$E$18","v":1.7950000000000001E-2}]
["2014-10-10T09:00:33.875","09:00:00",6778,4.8099999999999998E-4,{"$f":"D6827*'2.Proyecto'!$E$18","v":2.4049999999999998E-2}]
["2014-10-10T10:00:33.880","10:00:00",6779,5.5400000000000002E-4,{"$f":"D6828*'2.Proyecto'!$E$18","v":2.7700000000000002E-2}]
["2014-10-10T11:00:33.885","11:00:00",6780,6.1600000000000001E-4,{"$f":"D6829*'2.Proyecto'!$E$18","v":3.0800000000000001E-2}]
["2014-10-10T12:00:33.890","12:00:00",6781,6.11E-4,{"$f":"D6830*'2.Proyecto'!$E$18","v":3.0550000000000001E-2}]
["2014-10-10T13:00:33.895","13:00:00",6782,5.44E-4,{"$f":"D6831*'2.Proyecto'!$E$18","v":2.7199999999999998E-2}]
["2014-10-10T14:00:33.900","14:00:00",6783,4.2099999999999999E-4,{"$f":"D6832*'2.Proyecto'!$E$18","v":2.1049999999999999E-2}]
["2014-10-10T15:00:33.905","15:00:00",6784,2.5900000000000001E-4,{"$f":"D6833*'2.Proyecto'!$E$18","v":1.295E-2}]
["2014-10-10T16:00:33.910","16:00:00",6785,1.1300000000000001E-4,{"$f":"D6834*'2.Proyecto'!$E$18","v":5.6500000000000005E-3}]
["2014-10-10T17:00:33.915","17:00:00",6786,1.2999999999999999E-5,{"$f":"D6835*'2.Proyecto'!$E$18","v":6.4999999999999997E-4}]
["2014-10-10T18:00:33.920","18:00:00",6787,0,{"$f":"D6836*'2.Proyecto'!$E$18","v":0}]
["2014-10-10T19:00:33.925","19:00:00",6788,0,{"$f":"D6837*'2.Proyecto'!$E$18","v":0}]
["2014-10-10T20:00:33.930","20:00:00",6789,0,{"$f":"D6838*'2.Proyecto'!$E$18","v":0}]
["2014-10-10T21:00:33.935","21:00:00",6790,0,{"$f":"D6839*'2.Proyecto'!$E$18","v":0}]
["2014-10-10T22:00:33.940","22:00:00",6791,0,{"$f":"D6840*'2.Proyecto'!$E$18","v":0}]
["2014-10-10T23:00:33.945","23:00:00",6792,0,{"$f":"D6841*'2.Proyecto'!$E$18","v":0}]
["2014-10-11T00:00:33.950","00:00:00",6793,0,{"$f":"D6842*'2.Proyecto'!$E$18","v":0}]
["2014-10-11T01:00:33.955","01:00:00",6794,0,{"$f":"D6843*'2.Proyecto'!$E$18","v":0}]
["2014-10-11T02:00:33.960","02:00:00",6795,0,{"$f":"D6844*'2.Proyecto'!$E$18","v":0}]
["2014-10-11T03:00:33.965","03:00:00",6796,0,{"$f":"D6845*'2.Proyecto'!$E$18","v":0}]
["2014-10-11T04:00:33.970","04:00:00",6797,0,{"$f":"D6846*'2.Proyecto'!$E$18","v":0}]
["2014-10-11T05:00:33.975","05:00:00",6798,0,{"$f":"D6847*'2.Proyecto'!$E$18","v":0}]
["2014-10-11T06:00:33.980","06:00:00",6799,2.1000000000000002E-5,{"$f":"D6848*'2.Proyecto'!$E$18","v":1.0500000000000002E-3}]
["2014-10-11T07:00:33.985","07:00:00",6800,1.4999999999999999E-4,{"$f":"D6849*'2.Proyecto'!$E$18","v":7.4999999999999997E-3}]
["2014-10-11T08:00:33.990","08:00:00",6801,3.28E-4,{"$f":"D6850*'2.Proyecto'!$E$18","v":1.6400000000000001E-2}]
["2014-10-11T09:00:33.995","09:00:00",6802,4.8499999999999997E-4,{"$f":"D6851*'2.Proyecto'!$E$18","v":2.4249999999999997E-2}]
["2014-10-11T10:00:34","10:00:00",6803,6.0899999999999995E-4,{"$f":"D6852*'2.Proyecto'!$E$18","v":3.0449999999999998E-2}]
["2014-10-11T11:00:34.005","11:00:00",6804,6.7000000000000002E-4,{"$f":"D6853*'2.Proyecto'!$E$18","v":3.3500000000000002E-2}]
["2014-10-11T12:00:34.010","12:00:00",6805,6.7500000000000004E-4,{"$f":"D6854*'2.Proyecto'!$E$18","v":3.3750000000000002E-2}]
["2014-10-11T13:00:34.015","13:00:00",6806,6.3299999999999999E-4,{"$f":"D6855*'2.Proyecto'!$E$18","v":3.1649999999999998E-2}]
["2014-10-11T14:00:34.020","14:00:00",6807,5.4000000000000001E-4,{"$f":"D6856*'2.Proyecto'!$E$18","v":2.7E-2}]
["2014-10-11T15:00:34.025","15:00:00",6808,3.9300000000000001E-4,{"$f":"D6857*'2.Proyecto'!$E$18","v":1.9650000000000001E-2}]
["2014-10-11T16:00:34.030","16:00:00",6809,1.9700000000000002E-4,{"$f":"D6858*'2.Proyecto'!$E$18","v":9.8500000000000011E-3}]
["2014-10-11T17:00:34.035","17:00:00",6810,1.9000000000000001E-5,{"$f":"D6859*'2.Proyecto'!$E$18","v":9.5000000000000011E-4}]
["2014-10-11T18:00:34.040","18:00:00",6811,0,{"$f":"D6860*'2.Proyecto'!$E$18","v":0}]
["2014-10-11T19:00:34.045","19:00:00",6812,0,{"$f":"D6861*'2.Proyecto'!$E$18","v":0}]
["2014-10-11T20:00:34.050","20:00:00",6813,0,{"$f":"D6862*'2.Proyecto'!$E$18","v":0}]
["2014-10-11T21:00:34.055","21:00:00",6814,0,{"$f":"D6863*'2.Proyecto'!$E$18","v":0}]
["2014-10-11T22:00:34.060","22:00:00",6815,0,{"$f":"D6864*'2.Proyecto'!$E$18","v":0}]
["2014-10-11T23:00:34.065","23:00:00",6816,0,{"$f":"D6865*'2.Proyecto'!$E$18","v":0}]
["2014-10-12T00:00:34.070","00:00:00",6817,0,{"$f":"D6866*'2.Proyecto'!$E$18","v":0}]
["2014-10-12T01:00:34.075","01:00:00",6818,0,{"$f":"D6867*'2.Proyecto'!$E$18","v":0}]
["2014-10-12T02:00:34.080","02:00:00",6819,0,{"$f":"D6868*'2.Proyecto'!$E$18","v":0}]
["2014-10-12T03:00:34.085","03:00:00",6820,0,{"$f":"D6869*'2.Proyecto'!$E$18","v":0}]
["2014-10-12T04:00:34.090","04:00:00",6821,0,{"$f":"D6870*'2.Proyecto'!$E$18","v":0}]
["2014-10-12T05:00:34.095","05:00:00",6822,0,{"$f":"D6871*'2.Proyecto'!$E$18","v":0}]
["2014-10-12T06:00:34.100","06:00:00",6823,3.4E-5,{"$f":"D6872*'2.Proyecto'!$E$18","v":1.6999999999999999E-3}]
["2014-10-12T07:00:34.105","07:00:00",6824,2.0999999999999998E-4,{"$f":"D6873*'2.Proyecto'!$E$18","v":1.0499999999999999E-2}]
["2014-10-12T08:00:34.110","08:00:00",6825,3.7500000000000001E-4,{"$f":"D6874*'2.Proyecto'!$E$18","v":1.8749999999999999E-2}]
["2014-10-12T09:00:34.115","09:00:00",6826,5.1500000000000005E-4,{"$f":"D6875*'2.Proyecto'!$E$18","v":2.5750000000000002E-2}]
["2014-10-12T10:00:34.120","10:00:00",6827,5.9299999999999999E-4,{"$f":"D6876*'2.Proyecto'!$E$18","v":2.9649999999999999E-2}]
["2014-10-12T11:00:34.125","11:00:00",6828,6.3699999999999998E-4,{"$f":"D6877*'2.Proyecto'!$E$18","v":3.1849999999999996E-2}]
["2014-10-12T12:00:34.130","12:00:00",6829,6.3199999999999997E-4,{"$f":"D6878*'2.Proyecto'!$E$18","v":3.1599999999999996E-2}]
["2014-10-12T13:00:34.135","13:00:00",6830,5.7799999999999995E-4,{"$f":"D6879*'2.Proyecto'!$E$18","v":2.8899999999999999E-2}]
["2014-10-12T14:00:34.140","14:00:00",6831,4.8699999999999997E-4,{"$f":"D6880*'2.Proyecto'!$E$18","v":2.4349999999999997E-2}]
["2014-10-12T15:00:34.145","15:00:00",6832,3.3E-4,{"$f":"D6881*'2.Proyecto'!$E$18","v":1.6500000000000001E-2}]
["2014-10-12T16:00:34.150","16:00:00",6833,1.4799999999999999E-4,{"$f":"D6882*'2.Proyecto'!$E$18","v":7.3999999999999995E-3}]
["2014-10-12T17:00:34.155","17:00:00",6834,1.4999999999999999E-5,{"$f":"D6883*'2.Proyecto'!$E$18","v":7.4999999999999991E-4}]
["2014-10-12T18:00:34.160","18:00:00",6835,0,{"$f":"D6884*'2.Proyecto'!$E$18","v":0}]
["2014-10-12T19:00:34.165","19:00:00",6836,0,{"$f":"D6885*'2.Proyecto'!$E$18","v":0}]
["2014-10-12T20:00:34.170","20:00:00",6837,0,{"$f":"D6886*'2.Proyecto'!$E$18","v":0}]
["2014-10-12T21:00:34.175","21:00:00",6838,0,{"$f":"D6887*'2.Proyecto'!$E$18","v":0}]
["2014-10-12T22:00:34.180","22:00:00",6839,0,{"$f":"D6888*'2.Proyecto'!$E$18","v":0}]
["2014-10-12T23:00:34.185","23:00:00",6840,0,{"$f":"D6889*'2.Proyecto'!$E$18","v":0}]
["2014-10-13T00:00:34.190","00:00:00",6841,0,{"$f":"D6890*'2.Proyecto'!$E$18","v":0}]
["2014-10-13T01:00:34.195","01:00:00",6842,0,{"$f":"D6891*'2.Proyecto'!$E$18","v":0}]
["2014-10-13T02:00:34.200","02:00:00",6843,0,{"$f":"D6892*'2.Proyecto'!$E$18","v":0}]
["2014-10-13T03:00:34.205","03:00:00",6844,0,{"$f":"D6893*'2.Proyecto'!$E$18","v":0}]
["2014-10-13T04:00:34.210","04:00:00",6845,0,{"$f":"D6894*'2.Proyecto'!$E$18","v":0}]
["2014-10-13T05:00:34.215","05:00:00",6846,0,{"$f":"D6895*'2.Proyecto'!$E$18","v":0}]
["2014-10-13T06:00:34.220","06:00:00",6847,1.9000000000000001E-5,{"$f":"D6896*'2.Proyecto'!$E$18","v":9.5000000000000011E-4}]
["2014-10-13T07:00:34.225","07:00:00",6848,1.54E-4,{"$f":"D6897*'2.Proyecto'!$E$18","v":7.7000000000000002E-3}]
["2014-10-13T08:00:34.230","08:00:00",6849,3.1E-4,{"$f":"D6898*'2.Proyecto'!$E$18","v":1.55E-2}]
["2014-10-13T09:00:34.235","09:00:00",6850,4.4299999999999998E-4,{"$f":"D6899*'2.Proyecto'!$E$18","v":2.215E-2}]
["2014-10-13T10:00:34.240","10:00:00",6851,5.5800000000000001E-4,{"$f":"D6900*'2.Proyecto'!$E$18","v":2.7900000000000001E-2}]
["2014-10-13T11:00:34.245","11:00:00",6852,6.2E-4,{"$f":"D6901*'2.Proyecto'!$E$18","v":3.1E-2}]
["2014-10-13T12:00:34.250","12:00:00",6853,6.29E-4,{"$f":"D6902*'2.Proyecto'!$E$18","v":3.1449999999999999E-2}]
["2014-10-13T13:00:34.255","13:00:00",6854,5.8399999999999999E-4,{"$f":"D6903*'2.Proyecto'!$E$18","v":2.92E-2}]
["2014-10-13T14:00:34.260","14:00:00",6855,4.7799999999999996E-4,{"$f":"D6904*'2.Proyecto'!$E$18","v":2.3899999999999998E-2}]
["2014-10-13T15:00:34.265","15:00:00",6856,3.0800000000000001E-4,{"$f":"D6905*'2.Proyecto'!$E$18","v":1.54E-2}]
["2014-10-13T16:00:34.270","16:00:00",6857,1.27E-4,{"$f":"D6906*'2.Proyecto'!$E$18","v":6.3499999999999997E-3}]
["2014-10-13T17:00:34.275","17:00:00",6858,1.2E-5,{"$f":"D6907*'2.Proyecto'!$E$18","v":6.0000000000000006E-4}]
["2014-10-13T18:00:34.280","18:00:00",6859,0,{"$f":"D6908*'2.Proyecto'!$E$18","v":0}]
["2014-10-13T19:00:34.285","19:00:00",6860,0,{"$f":"D6909*'2.Proyecto'!$E$18","v":0}]
["2014-10-13T20:00:34.290","20:00:00",6861,0,{"$f":"D6910*'2.Proyecto'!$E$18","v":0}]
["2014-10-13T21:00:34.295","21:00:00",6862,0,{"$f":"D6911*'2.Proyecto'!$E$18","v":0}]
["2014-10-13T22:00:34.300","22:00:00",6863,0,{"$f":"D6912*'2.Proyecto'!$E$18","v":0}]
["2014-10-13T23:00:34.305","23:00:00",6864,0,{"$f":"D6913*'2.Proyecto'!$E$18","v":0}]
["2014-10-14T00:00:34.310","00:00:00",6865,0,{"$f":"D6914*'2.Proyecto'!$E$18","v":0}]
["2014-10-14T01:00:34.315","01:00:00",6866,0,{"$f":"D6915*'2.Proyecto'!$E$18","v":0}]
["2014-10-14T02:00:34.320","02:00:00",6867,0,{"$f":"D6916*'2.Proyecto'!$E$18","v":0}]
["2014-10-14T03:00:34.325","03:00:00",6868,0,{"$f":"D6917*'2.Proyecto'!$E$18","v":0}]
["2014-10-14T04:00:34.330","04:00:00",6869,0,{"$f":"D6918*'2.Proyecto'!$E$18","v":0}]
["2014-10-14T05:00:34.335","05:00:00",6870,0,{"$f":"D6919*'2.Proyecto'!$E$18","v":0}]
["2014-10-14T06:00:34.340","06:00:00",6871,1.7E-5,{"$f":"D6920*'2.Proyecto'!$E$18","v":8.4999999999999995E-4}]
["2014-10-14T07:00:34.345","07:00:00",6872,9.5000000000000005E-5,{"$f":"D6921*'2.Proyecto'!$E$18","v":4.7499999999999999E-3}]
["2014-10-14T08:00:34.350","08:00:00",6873,1.8599999999999999E-4,{"$f":"D6922*'2.Proyecto'!$E$18","v":9.2999999999999992E-3}]
["2014-10-14T09:00:34.355","09:00:00",6874,2.4600000000000002E-4,{"$f":"D6923*'2.Proyecto'!$E$18","v":1.23E-2}]
["2014-10-14T10:00:34.360","10:00:00",6875,2.7300000000000002E-4,{"$f":"D6924*'2.Proyecto'!$E$18","v":1.3650000000000001E-2}]
["2014-10-14T11:00:34.365","11:00:00",6876,2.6800000000000001E-4,{"$f":"D6925*'2.Proyecto'!$E$18","v":1.34E-2}]
["2014-10-14T12:00:34.370","12:00:00",6877,2.5300000000000002E-4,{"$f":"D6926*'2.Proyecto'!$E$18","v":1.2650000000000002E-2}]
["2014-10-14T13:00:34.375","13:00:00",6878,2.13E-4,{"$f":"D6927*'2.Proyecto'!$E$18","v":1.065E-2}]
["2014-10-14T14:00:34.380","14:00:00",6879,1.6100000000000001E-4,{"$f":"D6928*'2.Proyecto'!$E$18","v":8.0499999999999999E-3}]
["2014-10-14T15:00:34.385","15:00:00",6880,1.02E-4,{"$f":"D6929*'2.Proyecto'!$E$18","v":5.1000000000000004E-3}]
["2014-10-14T16:00:34.390","16:00:00",6881,4.6E-5,{"$f":"D6930*'2.Proyecto'!$E$18","v":2.3E-3}]
["2014-10-14T17:00:34.395","17:00:00",6882,3.0000000000000001E-6,{"$f":"D6931*'2.Proyecto'!$E$18","v":1.5000000000000001E-4}]
["2014-10-14T18:00:34.400","18:00:00",6883,0,{"$f":"D6932*'2.Proyecto'!$E$18","v":0}]
["2014-10-14T19:00:34.405","19:00:00",6884,0,{"$f":"D6933*'2.Proyecto'!$E$18","v":0}]
["2014-10-14T20:00:34.410","20:00:00",6885,0,{"$f":"D6934*'2.Proyecto'!$E$18","v":0}]
["2014-10-14T21:00:34.415","21:00:00",6886,0,{"$f":"D6935*'2.Proyecto'!$E$18","v":0}]
["2014-10-14T22:00:34.420","22:00:00",6887,0,{"$f":"D6936*'2.Proyecto'!$E$18","v":0}]
["2014-10-14T23:00:34.425","23:00:00",6888,0,{"$f":"D6937*'2.Proyecto'!$E$18","v":0}]
["2014-10-15T00:00:34.430","00:00:00",6889,0,{"$f":"D6938*'2.Proyecto'!$E$18","v":0}]
["2014-10-15T01:00:34.435","01:00:00",6890,0,{"$f":"D6939*'2.Proyecto'!$E$18","v":0}]
["2014-10-15T02:00:34.440","02:00:00",6891,0,{"$f":"D6940*'2.Proyecto'!$E$18","v":0}]
["2014-10-15T03:00:34.445","03:00:00",6892,0,{"$f":"D6941*'2.Proyecto'!$E$18","v":0}]
["2014-10-15T04:00:34.450","04:00:00",6893,0,{"$f":"D6942*'2.Proyecto'!$E$18","v":0}]
["2014-10-15T05:00:34.455","05:00:00",6894,0,{"$f":"D6943*'2.Proyecto'!$E$18","v":0}]
["2014-10-15T06:00:34.460","06:00:00",6895,1.2999999999999999E-5,{"$f":"D6944*'2.Proyecto'!$E$18","v":6.4999999999999997E-4}]
["2014-10-15T07:00:34.465","07:00:00",6896,1.07E-4,{"$f":"D6945*'2.Proyecto'!$E$18","v":5.3499999999999997E-3}]
["2014-10-15T08:00:34.470","08:00:00",6897,2.2100000000000001E-4,{"$f":"D6946*'2.Proyecto'!$E$18","v":1.1050000000000001E-2}]
["2014-10-15T09:00:34.475","09:00:00",6898,2.6900000000000003E-4,{"$f":"D6947*'2.Proyecto'!$E$18","v":1.3450000000000002E-2}]
["2014-10-15T10:00:34.480","10:00:00",6899,2.92E-4,{"$f":"D6948*'2.Proyecto'!$E$18","v":1.46E-2}]
["2014-10-15T11:00:34.485","11:00:00",6900,3.01E-4,{"$f":"D6949*'2.Proyecto'!$E$18","v":1.5049999999999999E-2}]
["2014-10-15T12:00:34.490","12:00:00",6901,3.2299999999999999E-4,{"$f":"D6950*'2.Proyecto'!$E$18","v":1.6150000000000001E-2}]
["2014-10-15T13:00:34.495","13:00:00",6902,3.0400000000000002E-4,{"$f":"D6951*'2.Proyecto'!$E$18","v":1.5200000000000002E-2}]
["2014-10-15T14:00:34.500","14:00:00",6903,2.5799999999999998E-4,{"$f":"D6952*'2.Proyecto'!$E$18","v":1.2899999999999998E-2}]
["2014-10-15T15:00:34.505","15:00:00",6904,1.6900000000000002E-4,{"$f":"D6953*'2.Proyecto'!$E$18","v":8.4500000000000009E-3}]
["2014-10-15T16:00:34.510","16:00:00",6905,7.0999999999999991E-5,{"$f":"D6954*'2.Proyecto'!$E$18","v":3.5499999999999993E-3}]
["2014-10-15T17:00:34.515","17:00:00",6906,5.0000000000000004E-6,{"$f":"D6955*'2.Proyecto'!$E$18","v":2.5000000000000001E-4}]
["2014-10-15T18:00:34.520","18:00:00",6907,0,{"$f":"D6956*'2.Proyecto'!$E$18","v":0}]
["2014-10-15T19:00:34.525","19:00:00",6908,0,{"$f":"D6957*'2.Proyecto'!$E$18","v":0}]
["2014-10-15T20:00:34.530","20:00:00",6909,0,{"$f":"D6958*'2.Proyecto'!$E$18","v":0}]
["2014-10-15T21:00:34.535","21:00:00",6910,0,{"$f":"D6959*'2.Proyecto'!$E$18","v":0}]
["2014-10-15T22:00:34.540","22:00:00",6911,0,{"$f":"D6960*'2.Proyecto'!$E$18","v":0}]
["2014-10-15T23:00:34.545","23:00:00",6912,0,{"$f":"D6961*'2.Proyecto'!$E$18","v":0}]
["2014-10-16T00:00:34.550","00:00:00",6913,0,{"$f":"D6962*'2.Proyecto'!$E$18","v":0}]
["2014-10-16T01:00:34.555","01:00:00",6914,0,{"$f":"D6963*'2.Proyecto'!$E$18","v":0}]
["2014-10-16T02:00:34.560","02:00:00",6915,0,{"$f":"D6964*'2.Proyecto'!$E$18","v":0}]
["2014-10-16T03:00:34.565","03:00:00",6916,0,{"$f":"D6965*'2.Proyecto'!$E$18","v":0}]
["2014-10-16T04:00:34.570","04:00:00",6917,0,{"$f":"D6966*'2.Proyecto'!$E$18","v":0}]
["2014-10-16T05:00:34.575","05:00:00",6918,0,{"$f":"D6967*'2.Proyecto'!$E$18","v":0}]
["2014-10-16T06:00:34.580","06:00:00",6919,7.9999999999999996E-6,{"$f":"D6968*'2.Proyecto'!$E$18","v":3.9999999999999996E-4}]
["2014-10-16T07:00:34.585","07:00:00",6920,8.2999999999999998E-5,{"$f":"D6969*'2.Proyecto'!$E$18","v":4.15E-3}]
["2014-10-16T08:00:34.590","08:00:00",6921,1.9800000000000002E-4,{"$f":"D6970*'2.Proyecto'!$E$18","v":9.9000000000000008E-3}]
["2014-10-16T09:00:34.595","09:00:00",6922,3.0299999999999999E-4,{"$f":"D6971*'2.Proyecto'!$E$18","v":1.515E-2}]
["2014-10-16T10:00:34.600","10:00:00",6923,3.6699999999999998E-4,{"$f":"D6972*'2.Proyecto'!$E$18","v":1.8349999999999998E-2}]
["2014-10-16T11:00:34.605","11:00:00",6924,4.1999999999999996E-4,{"$f":"D6973*'2.Proyecto'!$E$18","v":2.0999999999999998E-2}]
["2014-10-16T12:00:34.610","12:00:00",6925,4.3599999999999997E-4,{"$f":"D6974*'2.Proyecto'!$E$18","v":2.18E-2}]
["2014-10-16T13:00:34.615","13:00:00",6926,4.0899999999999997E-4,{"$f":"D6975*'2.Proyecto'!$E$18","v":2.0449999999999999E-2}]
["2014-10-16T14:00:34.620","14:00:00",6927,3.2900000000000003E-4,{"$f":"D6976*'2.Proyecto'!$E$18","v":1.6450000000000003E-2}]
["2014-10-16T15:00:34.625","15:00:00",6928,2.0000000000000001E-4,{"$f":"D6977*'2.Proyecto'!$E$18","v":0.01}]
["2014-10-16T16:00:34.630","16:00:00",6929,7.7000000000000001E-5,{"$f":"D6978*'2.Proyecto'!$E$18","v":3.8500000000000001E-3}]
["2014-10-16T17:00:34.635","17:00:00",6930,5.0000000000000004E-6,{"$f":"D6979*'2.Proyecto'!$E$18","v":2.5000000000000001E-4}]
["2014-10-16T18:00:34.640","18:00:00",6931,0,{"$f":"D6980*'2.Proyecto'!$E$18","v":0}]
["2014-10-16T19:00:34.645","19:00:00",6932,0,{"$f":"D6981*'2.Proyecto'!$E$18","v":0}]
["2014-10-16T20:00:34.650","20:00:00",6933,0,{"$f":"D6982*'2.Proyecto'!$E$18","v":0}]
["2014-10-16T21:00:34.655","21:00:00",6934,0,{"$f":"D6983*'2.Proyecto'!$E$18","v":0}]
["2014-10-16T22:00:34.660","22:00:00",6935,0,{"$f":"D6984*'2.Proyecto'!$E$18","v":0}]
["2014-10-16T23:00:34.665","23:00:00",6936,0,{"$f":"D6985*'2.Proyecto'!$E$18","v":0}]
["2014-10-17T00:00:34.670","00:00:00",6937,0,{"$f":"D6986*'2.Proyecto'!$E$18","v":0}]
["2014-10-17T01:00:34.675","01:00:00",6938,0,{"$f":"D6987*'2.Proyecto'!$E$18","v":0}]
["2014-10-17T02:00:34.680","02:00:00",6939,0,{"$f":"D6988*'2.Proyecto'!$E$18","v":0}]
["2014-10-17T03:00:34.685","03:00:00",6940,0,{"$f":"D6989*'2.Proyecto'!$E$18","v":0}]
["2014-10-17T04:00:34.690","04:00:00",6941,0,{"$f":"D6990*'2.Proyecto'!$E$18","v":0}]
["2014-10-17T05:00:34.695","05:00:00",6942,0,{"$f":"D6991*'2.Proyecto'!$E$18","v":0}]
["2014-10-17T06:00:34.700","06:00:00",6943,1.5999999999999999E-5,{"$f":"D6992*'2.Proyecto'!$E$18","v":7.9999999999999993E-4}]
["2014-10-17T07:00:34.705","07:00:00",6944,1.5900000000000002E-4,{"$f":"D6993*'2.Proyecto'!$E$18","v":7.9500000000000005E-3}]
["2014-10-17T08:00:34.710","08:00:00",6945,3.28E-4,{"$f":"D6994*'2.Proyecto'!$E$18","v":1.6400000000000001E-2}]
["2014-10-17T09:00:34.715","09:00:00",6946,4.2499999999999998E-4,{"$f":"D6995*'2.Proyecto'!$E$18","v":2.1249999999999998E-2}]
["2014-10-17T10:00:34.720","10:00:00",6947,4.6100000000000004E-4,{"$f":"D6996*'2.Proyecto'!$E$18","v":2.3050000000000001E-2}]
["2014-10-17T11:00:34.725","11:00:00",6948,4.4700000000000002E-4,{"$f":"D6997*'2.Proyecto'!$E$18","v":2.2350000000000002E-2}]
["2014-10-17T12:00:34.730","12:00:00",6949,4.3399999999999998E-4,{"$f":"D6998*'2.Proyecto'!$E$18","v":2.1700000000000001E-2}]
["2014-10-17T13:00:34.735","13:00:00",6950,3.7500000000000001E-4,{"$f":"D6999*'2.Proyecto'!$E$18","v":1.8749999999999999E-2}]
["2014-10-17T14:00:34.740","14:00:00",6951,2.6900000000000003E-4,{"$f":"D7000*'2.Proyecto'!$E$18","v":1.3450000000000002E-2}]
["2014-10-17T15:00:34.745","15:00:00",6952,1.27E-4,{"$f":"D7001*'2.Proyecto'!$E$18","v":6.3499999999999997E-3}]
["2014-10-17T16:00:34.750","16:00:00",6953,5.1E-5,{"$f":"D7002*'2.Proyecto'!$E$18","v":2.5500000000000002E-3}]
["2014-10-17T17:00:34.755","17:00:00",6954,3.0000000000000001E-6,{"$f":"D7003*'2.Proyecto'!$E$18","v":1.5000000000000001E-4}]
["2014-10-17T18:00:34.760","18:00:00",6955,0,{"$f":"D7004*'2.Proyecto'!$E$18","v":0}]
["2014-10-17T19:00:34.765","19:00:00",6956,0,{"$f":"D7005*'2.Proyecto'!$E$18","v":0}]
["2014-10-17T20:00:34.770","20:00:00",6957,0,{"$f":"D7006*'2.Proyecto'!$E$18","v":0}]
["2014-10-17T21:00:34.775","21:00:00",6958,0,{"$f":"D7007*'2.Proyecto'!$E$18","v":0}]
["2014-10-17T22:00:34.780","22:00:00",6959,0,{"$f":"D7008*'2.Proyecto'!$E$18","v":0}]
["2014-10-17T23:00:34.785","23:00:00",6960,0,{"$f":"D7009*'2.Proyecto'!$E$18","v":0}]
["2014-10-18T00:00:34.790","00:00:00",6961,0,{"$f":"D7010*'2.Proyecto'!$E$18","v":0}]
["2014-10-18T01:00:34.795","01:00:00",6962,0,{"$f":"D7011*'2.Proyecto'!$E$18","v":0}]
["2014-10-18T02:00:34.800","02:00:00",6963,0,{"$f":"D7012*'2.Proyecto'!$E$18","v":0}]
["2014-10-18T03:00:34.805","03:00:00",6964,0,{"$f":"D7013*'2.Proyecto'!$E$18","v":0}]
["2014-10-18T04:00:34.810","04:00:00",6965,0,{"$f":"D7014*'2.Proyecto'!$E$18","v":0}]
["2014-10-18T05:00:34.815","05:00:00",6966,0,{"$f":"D7015*'2.Proyecto'!$E$18","v":0}]
["2014-10-18T06:00:34.820","06:00:00",6967,1.5999999999999999E-5,{"$f":"D7016*'2.Proyecto'!$E$18","v":7.9999999999999993E-4}]
["2014-10-18T07:00:34.825","07:00:00",6968,1.6200000000000001E-4,{"$f":"D7017*'2.Proyecto'!$E$18","v":8.0999999999999996E-3}]
["2014-10-18T08:00:34.830","08:00:00",6969,3.3199999999999999E-4,{"$f":"D7018*'2.Proyecto'!$E$18","v":1.66E-2}]
["2014-10-18T09:00:34.835","09:00:00",6970,4.6800000000000005E-4,{"$f":"D7019*'2.Proyecto'!$E$18","v":2.3400000000000001E-2}]
["2014-10-18T10:00:34.840","10:00:00",6971,5.6000000000000006E-4,{"$f":"D7020*'2.Proyecto'!$E$18","v":2.8000000000000004E-2}]
["2014-10-18T11:00:34.845","11:00:00",6972,5.9899999999999992E-4,{"$f":"D7021*'2.Proyecto'!$E$18","v":2.9949999999999997E-2}]
["2014-10-18T12:00:34.850","12:00:00",6973,5.9499999999999993E-4,{"$f":"D7022*'2.Proyecto'!$E$18","v":2.9749999999999995E-2}]
["2014-10-18T13:00:34.855","13:00:00",6974,5.4300000000000008E-4,{"$f":"D7023*'2.Proyecto'!$E$18","v":2.7150000000000004E-2}]
["2014-10-18T14:00:34.860","14:00:00",6975,4.37E-4,{"$f":"D7024*'2.Proyecto'!$E$18","v":2.1850000000000001E-2}]
["2014-10-18T15:00:34.865","15:00:00",6976,2.9599999999999998E-4,{"$f":"D7025*'2.Proyecto'!$E$18","v":1.4799999999999999E-2}]
["2014-10-18T16:00:34.870","16:00:00",6977,1.5699999999999999E-4,{"$f":"D7026*'2.Proyecto'!$E$18","v":7.8499999999999993E-3}]
["2014-10-18T17:00:34.875","17:00:00",6978,1.4E-5,{"$f":"D7027*'2.Proyecto'!$E$18","v":6.9999999999999999E-4}]
["2014-10-18T18:00:34.880","18:00:00",6979,0,{"$f":"D7028*'2.Proyecto'!$E$18","v":0}]
["2014-10-18T19:00:34.885","19:00:00",6980,0,{"$f":"D7029*'2.Proyecto'!$E$18","v":0}]
["2014-10-18T20:00:34.890","20:00:00",6981,0,{"$f":"D7030*'2.Proyecto'!$E$18","v":0}]
["2014-10-18T21:00:34.895","21:00:00",6982,0,{"$f":"D7031*'2.Proyecto'!$E$18","v":0}]
["2014-10-18T22:00:34.900","22:00:00",6983,0,{"$f":"D7032*'2.Proyecto'!$E$18","v":0}]
["2014-10-18T23:00:34.905","23:00:00",6984,0,{"$f":"D7033*'2.Proyecto'!$E$18","v":0}]
["2014-10-19T00:00:34.910","00:00:00",6985,0,{"$f":"D7034*'2.Proyecto'!$E$18","v":0}]
["2014-10-19T01:00:34.915","01:00:00",6986,0,{"$f":"D7035*'2.Proyecto'!$E$18","v":0}]
["2014-10-19T02:00:34.920","02:00:00",6987,0,{"$f":"D7036*'2.Proyecto'!$E$18","v":0}]
["2014-10-19T03:00:34.925","03:00:00",6988,0,{"$f":"D7037*'2.Proyecto'!$E$18","v":0}]
["2014-10-19T04:00:34.930","04:00:00",6989,0,{"$f":"D7038*'2.Proyecto'!$E$18","v":0}]
["2014-10-19T05:00:34.935","05:00:00",6990,0,{"$f":"D7039*'2.Proyecto'!$E$18","v":0}]
["2014-10-19T06:00:34.940","06:00:00",6991,2.5000000000000001E-5,{"$f":"D7040*'2.Proyecto'!$E$18","v":1.25E-3}]
["2014-10-19T07:00:34.945","07:00:00",6992,2.0000000000000001E-4,{"$f":"D7041*'2.Proyecto'!$E$18","v":0.01}]
["2014-10-19T08:00:34.950","08:00:00",6993,3.8900000000000002E-4,{"$f":"D7042*'2.Proyecto'!$E$18","v":1.9450000000000002E-2}]
["2014-10-19T09:00:34.955","09:00:00",6994,5.4000000000000001E-4,{"$f":"D7043*'2.Proyecto'!$E$18","v":2.7E-2}]
["2014-10-19T10:00:34.960","10:00:00",6995,6.38E-4,{"$f":"D7044*'2.Proyecto'!$E$18","v":3.1899999999999998E-2}]
["2014-10-19T11:00:34.965","11:00:00",6996,6.7600000000000006E-4,{"$f":"D7045*'2.Proyecto'!$E$18","v":3.3800000000000004E-2}]
["2014-10-19T12:00:34.970","12:00:00",6997,6.7400000000000001E-4,{"$f":"D7046*'2.Proyecto'!$E$18","v":3.3700000000000001E-2}]
["2014-10-19T13:00:34.975","13:00:00",6998,6.2E-4,{"$f":"D7047*'2.Proyecto'!$E$18","v":3.1E-2}]
["2014-10-19T14:00:34.980","14:00:00",6999,5.0500000000000002E-4,{"$f":"D7048*'2.Proyecto'!$E$18","v":2.5250000000000002E-2}]
["2014-10-19T15:00:34.985","15:00:00",7000,3.3800000000000003E-4,{"$f":"D7049*'2.Proyecto'!$E$18","v":1.6900000000000002E-2}]
["2014-10-19T16:00:34.990","16:00:00",7001,1.6000000000000001E-4,{"$f":"D7050*'2.Proyecto'!$E$18","v":8.0000000000000002E-3}]
["2014-10-19T17:00:34.995","17:00:00",7002,1.4999999999999999E-5,{"$f":"D7051*'2.Proyecto'!$E$18","v":7.4999999999999991E-4}]
["2014-10-19T18:00:35","18:00:00",7003,0,{"$f":"D7052*'2.Proyecto'!$E$18","v":0}]
["2014-10-19T19:00:35.005","19:00:00",7004,0,{"$f":"D7053*'2.Proyecto'!$E$18","v":0}]
["2014-10-19T20:00:35.010","20:00:00",7005,0,{"$f":"D7054*'2.Proyecto'!$E$18","v":0}]
["2014-10-19T21:00:35.015","21:00:00",7006,0,{"$f":"D7055*'2.Proyecto'!$E$18","v":0}]
["2014-10-19T22:00:35.020","22:00:00",7007,0,{"$f":"D7056*'2.Proyecto'!$E$18","v":0}]
["2014-10-19T23:00:35.025","23:00:00",7008,0,{"$f":"D7057*'2.Proyecto'!$E$18","v":0}]
["2014-10-20T00:00:35.030","00:00:00",7009,0,{"$f":"D7058*'2.Proyecto'!$E$18","v":0}]
["2014-10-20T01:00:35.035","01:00:00",7010,0,{"$f":"D7059*'2.Proyecto'!$E$18","v":0}]
["2014-10-20T02:00:35.040","02:00:00",7011,0,{"$f":"D7060*'2.Proyecto'!$E$18","v":0}]
["2014-10-20T03:00:35.045","03:00:00",7012,0,{"$f":"D7061*'2.Proyecto'!$E$18","v":0}]
["2014-10-20T04:00:35.050","04:00:00",7013,0,{"$f":"D7062*'2.Proyecto'!$E$18","v":0}]
["2014-10-20T05:00:35.055","05:00:00",7014,0,{"$f":"D7063*'2.Proyecto'!$E$18","v":0}]
["2014-10-20T06:00:35.060","06:00:00",7015,1.2999999999999999E-5,{"$f":"D7064*'2.Proyecto'!$E$18","v":6.4999999999999997E-4}]
["2014-10-20T07:00:35.065","07:00:00",7016,1.0499999999999999E-4,{"$f":"D7065*'2.Proyecto'!$E$18","v":5.2499999999999995E-3}]
["2014-10-20T08:00:35.070","08:00:00",7017,2.05E-4,{"$f":"D7066*'2.Proyecto'!$E$18","v":1.025E-2}]
["2014-10-20T09:00:35.075","09:00:00",7018,2.6400000000000002E-4,{"$f":"D7067*'2.Proyecto'!$E$18","v":1.3200000000000002E-2}]
["2014-10-20T10:00:35.080","10:00:00",7019,2.8100000000000005E-4,{"$f":"D7068*'2.Proyecto'!$E$18","v":1.4050000000000003E-2}]
["2014-10-20T11:00:35.085","11:00:00",7020,3.0299999999999999E-4,{"$f":"D7069*'2.Proyecto'!$E$18","v":1.515E-2}]
["2014-10-20T12:00:35.090","12:00:00",7021,2.61E-4,{"$f":"D7070*'2.Proyecto'!$E$18","v":1.3050000000000001E-2}]
["2014-10-20T13:00:35.095","13:00:00",7022,2.4600000000000002E-4,{"$f":"D7071*'2.Proyecto'!$E$18","v":1.23E-2}]
["2014-10-20T14:00:35.100","14:00:00",7023,2.0100000000000001E-4,{"$f":"D7072*'2.Proyecto'!$E$18","v":1.005E-2}]
["2014-10-20T15:00:35.105","15:00:00",7024,1.36E-4,{"$f":"D7073*'2.Proyecto'!$E$18","v":6.7999999999999996E-3}]
["2014-10-20T16:00:35.110","16:00:00",7025,6.3999999999999997E-5,{"$f":"D7074*'2.Proyecto'!$E$18","v":3.1999999999999997E-3}]
["2014-10-20T17:00:35.115","17:00:00",7026,3.9999999999999998E-6,{"$f":"D7075*'2.Proyecto'!$E$18","v":1.9999999999999998E-4}]
["2014-10-20T18:00:35.120","18:00:00",7027,0,{"$f":"D7076*'2.Proyecto'!$E$18","v":0}]
["2014-10-20T19:00:35.125","19:00:00",7028,0,{"$f":"D7077*'2.Proyecto'!$E$18","v":0}]
["2014-10-20T20:00:35.130","20:00:00",7029,0,{"$f":"D7078*'2.Proyecto'!$E$18","v":0}]
["2014-10-20T21:00:35.135","21:00:00",7030,0,{"$f":"D7079*'2.Proyecto'!$E$18","v":0}]
["2014-10-20T22:00:35.140","22:00:00",7031,0,{"$f":"D7080*'2.Proyecto'!$E$18","v":0}]
["2014-10-20T23:00:35.145","23:00:00",7032,0,{"$f":"D7081*'2.Proyecto'!$E$18","v":0}]
["2014-10-21T00:00:35.150","00:00:00",7033,0,{"$f":"D7082*'2.Proyecto'!$E$18","v":0}]
["2014-10-21T01:00:35.155","01:00:00",7034,0,{"$f":"D7083*'2.Proyecto'!$E$18","v":0}]
["2014-10-21T02:00:35.160","02:00:00",7035,0,{"$f":"D7084*'2.Proyecto'!$E$18","v":0}]
["2014-10-21T03:00:35.165","03:00:00",7036,0,{"$f":"D7085*'2.Proyecto'!$E$18","v":0}]
["2014-10-21T04:00:35.170","04:00:00",7037,0,{"$f":"D7086*'2.Proyecto'!$E$18","v":0}]
["2014-10-21T05:00:35.175","05:00:00",7038,0,{"$f":"D7087*'2.Proyecto'!$E$18","v":0}]
["2014-10-21T06:00:35.180","06:00:00",7039,3.0000000000000001E-6,{"$f":"D7088*'2.Proyecto'!$E$18","v":1.5000000000000001E-4}]
["2014-10-21T07:00:35.185","07:00:00",7040,4.3999999999999999E-5,{"$f":"D7089*'2.Proyecto'!$E$18","v":2.2000000000000001E-3}]
["2014-10-21T08:00:35.190","08:00:00",7041,9.6000000000000002E-5,{"$f":"D7090*'2.Proyecto'!$E$18","v":4.8000000000000004E-3}]
["2014-10-21T09:00:35.195","09:00:00",7042,1.6000000000000001E-4,{"$f":"D7091*'2.Proyecto'!$E$18","v":8.0000000000000002E-3}]
["2014-10-21T10:00:35.200","10:00:00",7043,1.9600000000000002E-4,{"$f":"D7092*'2.Proyecto'!$E$18","v":9.8000000000000014E-3}]
["2014-10-21T11:00:35.205","11:00:00",7044,1.8900000000000001E-4,{"$f":"D7093*'2.Proyecto'!$E$18","v":9.4500000000000001E-3}]
["2014-10-21T12:00:35.210","12:00:00",7045,1.5900000000000002E-4,{"$f":"D7094*'2.Proyecto'!$E$18","v":7.9500000000000005E-3}]
["2014-10-21T13:00:35.215","13:00:00",7046,1.12E-4,{"$f":"D7095*'2.Proyecto'!$E$18","v":5.5999999999999999E-3}]
["2014-10-21T14:00:35.220","14:00:00",7047,8.2999999999999998E-5,{"$f":"D7096*'2.Proyecto'!$E$18","v":4.15E-3}]
["2014-10-21T15:00:35.225","15:00:00",7048,4.6999999999999997E-5,{"$f":"D7097*'2.Proyecto'!$E$18","v":2.3499999999999997E-3}]
["2014-10-21T16:00:35.230","16:00:00",7049,1.5999999999999999E-5,{"$f":"D7098*'2.Proyecto'!$E$18","v":7.9999999999999993E-4}]
["2014-10-21T17:00:35.235","17:00:00",7050,0,{"$f":"D7099*'2.Proyecto'!$E$18","v":0}]
["2014-10-21T18:00:35.240","18:00:00",7051,0,{"$f":"D7100*'2.Proyecto'!$E$18","v":0}]
["2014-10-21T19:00:35.245","19:00:00",7052,0,{"$f":"D7101*'2.Proyecto'!$E$18","v":0}]
["2014-10-21T20:00:35.250","20:00:00",7053,0,{"$f":"D7102*'2.Proyecto'!$E$18","v":0}]
["2014-10-21T21:00:35.255","21:00:00",7054,0,{"$f":"D7103*'2.Proyecto'!$E$18","v":0}]
["2014-10-21T22:00:35.260","22:00:00",7055,0,{"$f":"D7104*'2.Proyecto'!$E$18","v":0}]
["2014-10-21T23:00:35.265","23:00:00",7056,0,{"$f":"D7105*'2.Proyecto'!$E$18","v":0}]
["2014-10-22T00:00:35.270","00:00:00",7057,0,{"$f":"D7106*'2.Proyecto'!$E$18","v":0}]
["2014-10-22T01:00:35.275","01:00:00",7058,0,{"$f":"D7107*'2.Proyecto'!$E$18","v":0}]
["2014-10-22T02:00:35.280","02:00:00",7059,0,{"$f":"D7108*'2.Proyecto'!$E$18","v":0}]
["2014-10-22T03:00:35.285","03:00:00",7060,0,{"$f":"D7109*'2.Proyecto'!$E$18","v":0}]
["2014-10-22T04:00:35.290","04:00:00",7061,0,{"$f":"D7110*'2.Proyecto'!$E$18","v":0}]
["2014-10-22T05:00:35.295","05:00:00",7062,0,{"$f":"D7111*'2.Proyecto'!$E$18","v":0}]
["2014-10-22T06:00:35.300","06:00:00",7063,3.9999999999999998E-6,{"$f":"D7112*'2.Proyecto'!$E$18","v":1.9999999999999998E-4}]
["2014-10-22T07:00:35.305","07:00:00",7064,4.9000000000000005E-5,{"$f":"D7113*'2.Proyecto'!$E$18","v":2.4500000000000004E-3}]
["2014-10-22T08:00:35.310","08:00:00",7065,1.4299999999999998E-4,{"$f":"D7114*'2.Proyecto'!$E$18","v":7.1499999999999992E-3}]
["2014-10-22T09:00:35.315","09:00:00",7066,2.1699999999999999E-4,{"$f":"D7115*'2.Proyecto'!$E$18","v":1.085E-2}]
["2014-10-22T10:00:35.320","10:00:00",7067,2.7300000000000002E-4,{"$f":"D7116*'2.Proyecto'!$E$18","v":1.3650000000000001E-2}]
["2014-10-22T11:00:35.325","11:00:00",7068,3.1399999999999999E-4,{"$f":"D7117*'2.Proyecto'!$E$18","v":1.5699999999999999E-2}]
["2014-10-22T12:00:35.330","12:00:00",7069,3.6499999999999998E-4,{"$f":"D7118*'2.Proyecto'!$E$18","v":1.8249999999999999E-2}]
["2014-10-22T13:00:35.335","13:00:00",7070,3.3500000000000001E-4,{"$f":"D7119*'2.Proyecto'!$E$18","v":1.6750000000000001E-2}]
["2014-10-22T14:00:35.340","14:00:00",7071,2.4800000000000001E-4,{"$f":"D7120*'2.Proyecto'!$E$18","v":1.2400000000000001E-2}]
["2014-10-22T15:00:35.345","15:00:00",7072,1.6900000000000002E-4,{"$f":"D7121*'2.Proyecto'!$E$18","v":8.4500000000000009E-3}]
["2014-10-22T16:00:35.350","16:00:00",7073,8.2999999999999998E-5,{"$f":"D7122*'2.Proyecto'!$E$18","v":4.15E-3}]
["2014-10-22T17:00:35.355","17:00:00",7074,5.0000000000000004E-6,{"$f":"D7123*'2.Proyecto'!$E$18","v":2.5000000000000001E-4}]
["2014-10-22T18:00:35.360","18:00:00",7075,0,{"$f":"D7124*'2.Proyecto'!$E$18","v":0}]
["2014-10-22T19:00:35.365","19:00:00",7076,0,{"$f":"D7125*'2.Proyecto'!$E$18","v":0}]
["2014-10-22T20:00:35.370","20:00:00",7077,0,{"$f":"D7126*'2.Proyecto'!$E$18","v":0}]
["2014-10-22T21:00:35.375","21:00:00",7078,0,{"$f":"D7127*'2.Proyecto'!$E$18","v":0}]
["2014-10-22T22:00:35.380","22:00:00",7079,0,{"$f":"D7128*'2.Proyecto'!$E$18","v":0}]
["2014-10-22T23:00:35.385","23:00:00",7080,0,{"$f":"D7129*'2.Proyecto'!$E$18","v":0}]
["2014-10-23T00:00:35.390","00:00:00",7081,0,{"$f":"D7130*'2.Proyecto'!$E$18","v":0}]
["2014-10-23T01:00:35.395","01:00:00",7082,0,{"$f":"D7131*'2.Proyecto'!$E$18","v":0}]
["2014-10-23T02:00:35.400","02:00:00",7083,0,{"$f":"D7132*'2.Proyecto'!$E$18","v":0}]
["2014-10-23T03:00:35.405","03:00:00",7084,0,{"$f":"D7133*'2.Proyecto'!$E$18","v":0}]
["2014-10-23T04:00:35.410","04:00:00",7085,0,{"$f":"D7134*'2.Proyecto'!$E$18","v":0}]
["2014-10-23T05:00:35.415","05:00:00",7086,0,{"$f":"D7135*'2.Proyecto'!$E$18","v":0}]
["2014-10-23T06:00:35.420","06:00:00",7087,2.1999999999999999E-5,{"$f":"D7136*'2.Proyecto'!$E$18","v":1.1000000000000001E-3}]
["2014-10-23T07:00:35.425","07:00:00",7088,1.93E-4,{"$f":"D7137*'2.Proyecto'!$E$18","v":9.6500000000000006E-3}]
["2014-10-23T08:00:35.430","08:00:00",7089,3.8999999999999999E-4,{"$f":"D7138*'2.Proyecto'!$E$18","v":1.95E-2}]
["2014-10-23T09:00:35.435","09:00:00",7090,5.3499999999999999E-4,{"$f":"D7139*'2.Proyecto'!$E$18","v":2.6749999999999999E-2}]
["2014-10-23T10:00:35.440","10:00:00",7091,6.2299999999999996E-4,{"$f":"D7140*'2.Proyecto'!$E$18","v":3.1149999999999997E-2}]
["2014-10-23T11:00:35.445","11:00:00",7092,6.6700000000000006E-4,{"$f":"D7141*'2.Proyecto'!$E$18","v":3.3350000000000005E-2}]
["2014-10-23T12:00:35.450","12:00:00",7093,6.5600000000000001E-4,{"$f":"D7142*'2.Proyecto'!$E$18","v":3.2800000000000003E-2}]
["2014-10-23T13:00:35.455","13:00:00",7094,5.3700000000000004E-4,{"$f":"D7143*'2.Proyecto'!$E$18","v":2.6850000000000002E-2}]
["2014-10-23T14:00:35.460","14:00:00",7095,4.3599999999999997E-4,{"$f":"D7144*'2.Proyecto'!$E$18","v":2.18E-2}]
["2014-10-23T15:00:35.465","15:00:00",7096,3.4699999999999998E-4,{"$f":"D7145*'2.Proyecto'!$E$18","v":1.7349999999999997E-2}]
["2014-10-23T16:00:35.470","16:00:00",7097,1.9600000000000002E-4,{"$f":"D7146*'2.Proyecto'!$E$18","v":9.8000000000000014E-3}]
["2014-10-23T17:00:35.475","17:00:00",7098,1.4999999999999999E-5,{"$f":"D7147*'2.Proyecto'!$E$18","v":7.4999999999999991E-4}]
["2014-10-23T18:00:35.480","18:00:00",7099,0,{"$f":"D7148*'2.Proyecto'!$E$18","v":0}]
["2014-10-23T19:00:35.485","19:00:00",7100,0,{"$f":"D7149*'2.Proyecto'!$E$18","v":0}]
["2014-10-23T20:00:35.490","20:00:00",7101,0,{"$f":"D7150*'2.Proyecto'!$E$18","v":0}]
["2014-10-23T21:00:35.495","21:00:00",7102,0,{"$f":"D7151*'2.Proyecto'!$E$18","v":0}]
["2014-10-23T22:00:35.500","22:00:00",7103,0,{"$f":"D7152*'2.Proyecto'!$E$18","v":0}]
["2014-10-23T23:00:35.505","23:00:00",7104,0,{"$f":"D7153*'2.Proyecto'!$E$18","v":0}]
["2014-10-24T00:00:35.510","00:00:00",7105,0,{"$f":"D7154*'2.Proyecto'!$E$18","v":0}]
["2014-10-24T01:00:35.515","01:00:00",7106,0,{"$f":"D7155*'2.Proyecto'!$E$18","v":0}]
["2014-10-24T02:00:35.520","02:00:00",7107,0,{"$f":"D7156*'2.Proyecto'!$E$18","v":0}]
["2014-10-24T03:00:35.525","03:00:00",7108,0,{"$f":"D7157*'2.Proyecto'!$E$18","v":0}]
["2014-10-24T04:00:35.530","04:00:00",7109,0,{"$f":"D7158*'2.Proyecto'!$E$18","v":0}]
["2014-10-24T05:00:35.535","05:00:00",7110,0,{"$f":"D7159*'2.Proyecto'!$E$18","v":0}]
["2014-10-24T06:00:35.540","06:00:00",7111,1.7E-5,{"$f":"D7160*'2.Proyecto'!$E$18","v":8.4999999999999995E-4}]
["2014-10-24T07:00:35.545","07:00:00",7112,1.75E-4,{"$f":"D7161*'2.Proyecto'!$E$18","v":8.7499999999999991E-3}]
["2014-10-24T08:00:35.550","08:00:00",7113,3.5799999999999997E-4,{"$f":"D7162*'2.Proyecto'!$E$18","v":1.7899999999999999E-2}]
["2014-10-24T09:00:35.555","09:00:00",7114,5.2099999999999998E-4,{"$f":"D7163*'2.Proyecto'!$E$18","v":2.605E-2}]
["2014-10-24T10:00:35.560","10:00:00",7115,6.1399999999999996E-4,{"$f":"D7164*'2.Proyecto'!$E$18","v":3.0699999999999998E-2}]
["2014-10-24T11:00:35.565","11:00:00",7116,6.5499999999999998E-4,{"$f":"D7165*'2.Proyecto'!$E$18","v":3.2750000000000001E-2}]
["2014-10-24T12:00:35.570","12:00:00",7117,5.8999999999999992E-4,{"$f":"D7166*'2.Proyecto'!$E$18","v":2.9499999999999995E-2}]
["2014-10-24T13:00:35.575","13:00:00",7118,5.5400000000000002E-4,{"$f":"D7167*'2.Proyecto'!$E$18","v":2.7700000000000002E-2}]
["2014-10-24T14:00:35.580","14:00:00",7119,4.64E-4,{"$f":"D7168*'2.Proyecto'!$E$18","v":2.3199999999999998E-2}]
["2014-10-24T15:00:35.585","15:00:00",7120,3.3500000000000001E-4,{"$f":"D7169*'2.Proyecto'!$E$18","v":1.6750000000000001E-2}]
["2014-10-24T16:00:35.590","16:00:00",7121,1.7999999999999998E-4,{"$f":"D7170*'2.Proyecto'!$E$18","v":8.9999999999999993E-3}]
["2014-10-24T17:00:35.595","17:00:00",7122,1.1E-5,{"$f":"D7171*'2.Proyecto'!$E$18","v":5.5000000000000003E-4}]
["2014-10-24T18:00:35.600","18:00:00",7123,0,{"$f":"D7172*'2.Proyecto'!$E$18","v":0}]
["2014-10-24T19:00:35.605","19:00:00",7124,0,{"$f":"D7173*'2.Proyecto'!$E$18","v":0}]
["2014-10-24T20:00:35.610","20:00:00",7125,0,{"$f":"D7174*'2.Proyecto'!$E$18","v":0}]
["2014-10-24T21:00:35.615","21:00:00",7126,0,{"$f":"D7175*'2.Proyecto'!$E$18","v":0}]
["2014-10-24T22:00:35.620","22:00:00",7127,0,{"$f":"D7176*'2.Proyecto'!$E$18","v":0}]
["2014-10-24T23:00:35.625","23:00:00",7128,0,{"$f":"D7177*'2.Proyecto'!$E$18","v":0}]
["2014-10-25T00:00:35.630","00:00:00",7129,0,{"$f":"D7178*'2.Proyecto'!$E$18","v":0}]
["2014-10-25T01:00:35.635","01:00:00",7130,0,{"$f":"D7179*'2.Proyecto'!$E$18","v":0}]
["2014-10-25T02:00:35.640","02:00:00",7131,0,{"$f":"D7180*'2.Proyecto'!$E$18","v":0}]
["2014-10-25T03:00:35.645","03:00:00",7132,0,{"$f":"D7181*'2.Proyecto'!$E$18","v":0}]
["2014-10-25T04:00:35.650","04:00:00",7133,0,{"$f":"D7182*'2.Proyecto'!$E$18","v":0}]
["2014-10-25T05:00:35.655","05:00:00",7134,0,{"$f":"D7183*'2.Proyecto'!$E$18","v":0}]
["2014-10-25T06:00:35.660","06:00:00",7135,2.1000000000000002E-5,{"$f":"D7184*'2.Proyecto'!$E$18","v":1.0500000000000002E-3}]
["2014-10-25T07:00:35.665","07:00:00",7136,1.95E-4,{"$f":"D7185*'2.Proyecto'!$E$18","v":9.75E-3}]
["2014-10-25T08:00:35.670","08:00:00",7137,3.7800000000000003E-4,{"$f":"D7186*'2.Proyecto'!$E$18","v":1.89E-2}]
["2014-10-25T09:00:35.675","09:00:00",7138,5.22E-4,{"$f":"D7187*'2.Proyecto'!$E$18","v":2.6100000000000002E-2}]
["2014-10-25T10:00:35.680","10:00:00",7139,6.0899999999999995E-4,{"$f":"D7188*'2.Proyecto'!$E$18","v":3.0449999999999998E-2}]
["2014-10-25T11:00:35.685","11:00:00",7140,6.7100000000000005E-4,{"$f":"D7189*'2.Proyecto'!$E$18","v":3.3550000000000003E-2}]
["2014-10-25T12:00:35.690","12:00:00",7141,6.78E-4,{"$f":"D7190*'2.Proyecto'!$E$18","v":3.39E-2}]
["2014-10-25T13:00:35.695","13:00:00",7142,5.9899999999999992E-4,{"$f":"D7191*'2.Proyecto'!$E$18","v":2.9949999999999997E-2}]
["2014-10-25T14:00:35.700","14:00:00",7143,5.0600000000000005E-4,{"$f":"D7192*'2.Proyecto'!$E$18","v":2.5300000000000003E-2}]
["2014-10-25T15:00:35.705","15:00:00",7144,2.8899999999999998E-4,{"$f":"D7193*'2.Proyecto'!$E$18","v":1.4449999999999999E-2}]
["2014-10-25T16:00:35.710","16:00:00",7145,1.6000000000000001E-4,{"$f":"D7194*'2.Proyecto'!$E$18","v":8.0000000000000002E-3}]
["2014-10-25T17:00:35.715","17:00:00",7146,1.2999999999999999E-5,{"$f":"D7195*'2.Proyecto'!$E$18","v":6.4999999999999997E-4}]
["2014-10-25T18:00:35.720","18:00:00",7147,0,{"$f":"D7196*'2.Proyecto'!$E$18","v":0}]
["2014-10-25T19:00:35.725","19:00:00",7148,0,{"$f":"D7197*'2.Proyecto'!$E$18","v":0}]
["2014-10-25T20:00:35.730","20:00:00",7149,0,{"$f":"D7198*'2.Proyecto'!$E$18","v":0}]
["2014-10-25T21:00:35.735","21:00:00",7150,0,{"$f":"D7199*'2.Proyecto'!$E$18","v":0}]
["2014-10-25T22:00:35.740","22:00:00",7151,0,{"$f":"D7200*'2.Proyecto'!$E$18","v":0}]
["2014-10-25T23:00:35.745","23:00:00",7152,0,{"$f":"D7201*'2.Proyecto'!$E$18","v":0}]
["2014-10-26T00:00:35.750","00:00:00",7153,0,{"$f":"D7202*'2.Proyecto'!$E$18","v":0}]
["2014-10-26T01:00:35.755","01:00:00",7154,0,{"$f":"D7203*'2.Proyecto'!$E$18","v":0}]
["2014-10-26T02:00:35.760","02:00:00",7155,0,{"$f":"D7204*'2.Proyecto'!$E$18","v":0}]
["2014-10-26T03:00:35.765","03:00:00",7156,0,{"$f":"D7205*'2.Proyecto'!$E$18","v":0}]
["2014-10-26T04:00:35.770","04:00:00",7157,0,{"$f":"D7206*'2.Proyecto'!$E$18","v":0}]
["2014-10-26T05:00:35.775","05:00:00",7158,0,{"$f":"D7207*'2.Proyecto'!$E$18","v":0}]
["2014-10-26T06:00:35.780","06:00:00",7159,2.5000000000000001E-5,{"$f":"D7208*'2.Proyecto'!$E$18","v":1.25E-3}]
["2014-10-26T07:00:35.785","07:00:00",7160,2.1699999999999999E-4,{"$f":"D7209*'2.Proyecto'!$E$18","v":1.085E-2}]
["2014-10-26T08:00:35.790","08:00:00",7161,4.2299999999999998E-4,{"$f":"D7210*'2.Proyecto'!$E$18","v":2.1149999999999999E-2}]
["2014-10-26T09:00:35.795","09:00:00",7162,5.6999999999999998E-4,{"$f":"D7211*'2.Proyecto'!$E$18","v":2.8499999999999998E-2}]
["2014-10-26T10:00:35.800","10:00:00",7163,6.69E-4,{"$f":"D7212*'2.Proyecto'!$E$18","v":3.3450000000000001E-2}]
["2014-10-26T11:00:35.805","11:00:00",7164,7.1499999999999992E-4,{"$f":"D7213*'2.Proyecto'!$E$18","v":3.5749999999999997E-2}]
["2014-10-26T12:00:35.810","12:00:00",7165,7.1900000000000002E-4,{"$f":"D7214*'2.Proyecto'!$E$18","v":3.5950000000000003E-2}]
["2014-10-26T13:00:35.815","13:00:00",7166,6.78E-4,{"$f":"D7215*'2.Proyecto'!$E$18","v":3.39E-2}]
["2014-10-26T14:00:35.820","14:00:00",7167,5.7199999999999992E-4,{"$f":"D7216*'2.Proyecto'!$E$18","v":2.8599999999999997E-2}]
["2014-10-26T15:00:35.825","15:00:00",7168,4.1999999999999996E-4,{"$f":"D7217*'2.Proyecto'!$E$18","v":2.0999999999999998E-2}]
["2014-10-26T16:00:35.830","16:00:00",7169,2.24E-4,{"$f":"D7218*'2.Proyecto'!$E$18","v":1.12E-2}]
["2014-10-26T17:00:35.835","17:00:00",7170,1.7999999999999997E-5,{"$f":"D7219*'2.Proyecto'!$E$18","v":8.9999999999999987E-4}]
["2014-10-26T18:00:35.840","18:00:00",7171,0,{"$f":"D7220*'2.Proyecto'!$E$18","v":0}]
["2014-10-26T19:00:35.845","19:00:00",7172,0,{"$f":"D7221*'2.Proyecto'!$E$18","v":0}]
["2014-10-26T20:00:35.850","20:00:00",7173,0,{"$f":"D7222*'2.Proyecto'!$E$18","v":0}]
["2014-10-26T21:00:35.855","21:00:00",7174,0,{"$f":"D7223*'2.Proyecto'!$E$18","v":0}]
["2014-10-26T22:00:35.860","22:00:00",7175,0,{"$f":"D7224*'2.Proyecto'!$E$18","v":0}]
["2014-10-26T23:00:35.865","23:00:00",7176,0,{"$f":"D7225*'2.Proyecto'!$E$18","v":0}]
["2014-10-27T00:00:35.870","00:00:00",7177,0,{"$f":"D7226*'2.Proyecto'!$E$18","v":0}]
["2014-10-27T01:00:35.875","01:00:00",7178,0,{"$f":"D7227*'2.Proyecto'!$E$18","v":0}]
["2014-10-27T02:00:35.880","02:00:00",7179,0,{"$f":"D7228*'2.Proyecto'!$E$18","v":0}]
["2014-10-27T03:00:35.885","03:00:00",7180,0,{"$f":"D7229*'2.Proyecto'!$E$18","v":0}]
["2014-10-27T04:00:35.890","04:00:00",7181,0,{"$f":"D7230*'2.Proyecto'!$E$18","v":0}]
["2014-10-27T05:00:35.895","05:00:00",7182,0,{"$f":"D7231*'2.Proyecto'!$E$18","v":0}]
["2014-10-27T06:00:35.900","06:00:00",7183,3.1000000000000001E-5,{"$f":"D7232*'2.Proyecto'!$E$18","v":1.5500000000000002E-3}]
["2014-10-27T07:00:35.905","07:00:00",7184,2.3499999999999999E-4,{"$f":"D7233*'2.Proyecto'!$E$18","v":1.175E-2}]
["2014-10-27T08:00:35.910","08:00:00",7185,4.3599999999999997E-4,{"$f":"D7234*'2.Proyecto'!$E$18","v":2.18E-2}]
["2014-10-27T09:00:35.915","09:00:00",7186,5.8399999999999999E-4,{"$f":"D7235*'2.Proyecto'!$E$18","v":2.92E-2}]
["2014-10-27T10:00:35.920","10:00:00",7187,6.8100000000000007E-4,{"$f":"D7236*'2.Proyecto'!$E$18","v":3.4050000000000004E-2}]
["2014-10-27T11:00:35.925","11:00:00",7188,7.2899999999999994E-4,{"$f":"D7237*'2.Proyecto'!$E$18","v":3.6449999999999996E-2}]
["2014-10-27T12:00:35.930","12:00:00",7189,7.2599999999999997E-4,{"$f":"D7238*'2.Proyecto'!$E$18","v":3.6299999999999999E-2}]
["2014-10-27T13:00:35.935","13:00:00",7190,6.7400000000000001E-4,{"$f":"D7239*'2.Proyecto'!$E$18","v":3.3700000000000001E-2}]
["2014-10-27T14:00:35.940","14:00:00",7191,5.7899999999999998E-4,{"$f":"D7240*'2.Proyecto'!$E$18","v":2.895E-2}]
["2014-10-27T15:00:35.945","15:00:00",7192,4.1299999999999996E-4,{"$f":"D7241*'2.Proyecto'!$E$18","v":2.0649999999999998E-2}]
["2014-10-27T16:00:35.950","16:00:00",7193,1.83E-4,{"$f":"D7242*'2.Proyecto'!$E$18","v":9.1500000000000001E-3}]
["2014-10-27T17:00:35.955","17:00:00",7194,1.2E-5,{"$f":"D7243*'2.Proyecto'!$E$18","v":6.0000000000000006E-4}]
["2014-10-27T18:00:35.960","18:00:00",7195,0,{"$f":"D7244*'2.Proyecto'!$E$18","v":0}]
["2014-10-27T19:00:35.965","19:00:00",7196,0,{"$f":"D7245*'2.Proyecto'!$E$18","v":0}]
["2014-10-27T20:00:35.970","20:00:00",7197,0,{"$f":"D7246*'2.Proyecto'!$E$18","v":0}]
["2014-10-27T21:00:35.975","21:00:00",7198,0,{"$f":"D7247*'2.Proyecto'!$E$18","v":0}]
["2014-10-27T22:00:35.980","22:00:00",7199,0,{"$f":"D7248*'2.Proyecto'!$E$18","v":0}]
["2014-10-27T23:00:35.985","23:00:00",7200,0,{"$f":"D7249*'2.Proyecto'!$E$18","v":0}]
["2014-10-28T00:00:35.990","00:00:00",7201,0,{"$f":"D7250*'2.Proyecto'!$E$18","v":0}]
["2014-10-28T01:00:35.995","01:00:00",7202,0,{"$f":"D7251*'2.Proyecto'!$E$18","v":0}]
["2014-10-28T02:00:36","02:00:00",7203,0,{"$f":"D7252*'2.Proyecto'!$E$18","v":0}]
["2014-10-28T03:00:36.005","03:00:00",7204,0,{"$f":"D7253*'2.Proyecto'!$E$18","v":0}]
["2014-10-28T04:00:36.010","04:00:00",7205,0,{"$f":"D7254*'2.Proyecto'!$E$18","v":0}]
["2014-10-28T05:00:36.015","05:00:00",7206,0,{"$f":"D7255*'2.Proyecto'!$E$18","v":0}]
["2014-10-28T06:00:36.020","06:00:00",7207,2.5999999999999998E-5,{"$f":"D7256*'2.Proyecto'!$E$18","v":1.2999999999999999E-3}]
["2014-10-28T07:00:36.025","07:00:00",7208,1.92E-4,{"$f":"D7257*'2.Proyecto'!$E$18","v":9.6000000000000009E-3}]
["2014-10-28T08:00:36.030","08:00:00",7209,3.4000000000000002E-4,{"$f":"D7258*'2.Proyecto'!$E$18","v":1.7000000000000001E-2}]
["2014-10-28T09:00:36.035","09:00:00",7210,4.57E-4,{"$f":"D7259*'2.Proyecto'!$E$18","v":2.2849999999999999E-2}]
["2014-10-28T10:00:36.040","10:00:00",7211,5.8299999999999997E-4,{"$f":"D7260*'2.Proyecto'!$E$18","v":2.9149999999999999E-2}]
["2014-10-28T11:00:36.045","11:00:00",7212,6.3600000000000006E-4,{"$f":"D7261*'2.Proyecto'!$E$18","v":3.1800000000000002E-2}]
["2014-10-28T12:00:36.050","12:00:00",7213,6.4599999999999998E-4,{"$f":"D7262*'2.Proyecto'!$E$18","v":3.2300000000000002E-2}]
["2014-10-28T13:00:36.055","13:00:00",7214,5.9199999999999997E-4,{"$f":"D7263*'2.Proyecto'!$E$18","v":2.9599999999999998E-2}]
["2014-10-28T14:00:36.060","14:00:00",7215,4.6000000000000001E-4,{"$f":"D7264*'2.Proyecto'!$E$18","v":2.3E-2}]
["2014-10-28T15:00:36.065","15:00:00",7216,3.3400000000000004E-4,{"$f":"D7265*'2.Proyecto'!$E$18","v":1.6700000000000003E-2}]
["2014-10-28T16:00:36.070","16:00:00",7217,1.85E-4,{"$f":"D7266*'2.Proyecto'!$E$18","v":9.2499999999999995E-3}]
["2014-10-28T17:00:36.075","17:00:00",7218,1.2999999999999999E-5,{"$f":"D7267*'2.Proyecto'!$E$18","v":6.4999999999999997E-4}]
["2014-10-28T18:00:36.080","18:00:00",7219,0,{"$f":"D7268*'2.Proyecto'!$E$18","v":0}]
["2014-10-28T19:00:36.085","19:00:00",7220,0,{"$f":"D7269*'2.Proyecto'!$E$18","v":0}]
["2014-10-28T20:00:36.090","20:00:00",7221,0,{"$f":"D7270*'2.Proyecto'!$E$18","v":0}]
["2014-10-28T21:00:36.095","21:00:00",7222,0,{"$f":"D7271*'2.Proyecto'!$E$18","v":0}]
["2014-10-28T22:00:36.100","22:00:00",7223,0,{"$f":"D7272*'2.Proyecto'!$E$18","v":0}]
["2014-10-28T23:00:36.105","23:00:00",7224,0,{"$f":"D7273*'2.Proyecto'!$E$18","v":0}]
["2014-10-29T00:00:36.110","00:00:00",7225,0,{"$f":"D7274*'2.Proyecto'!$E$18","v":0}]
["2014-10-29T01:00:36.115","01:00:00",7226,0,{"$f":"D7275*'2.Proyecto'!$E$18","v":0}]
["2014-10-29T02:00:36.120","02:00:00",7227,0,{"$f":"D7276*'2.Proyecto'!$E$18","v":0}]
["2014-10-29T03:00:36.125","03:00:00",7228,0,{"$f":"D7277*'2.Proyecto'!$E$18","v":0}]
["2014-10-29T04:00:36.130","04:00:00",7229,0,{"$f":"D7278*'2.Proyecto'!$E$18","v":0}]
["2014-10-29T05:00:36.135","05:00:00",7230,0,{"$f":"D7279*'2.Proyecto'!$E$18","v":0}]
["2014-10-29T06:00:36.140","06:00:00",7231,2.1999999999999999E-5,{"$f":"D7280*'2.Proyecto'!$E$18","v":1.1000000000000001E-3}]
["2014-10-29T07:00:36.145","07:00:00",7232,2.0100000000000001E-4,{"$f":"D7281*'2.Proyecto'!$E$18","v":1.005E-2}]
["2014-10-29T08:00:36.150","08:00:00",7233,3.9500000000000001E-4,{"$f":"D7282*'2.Proyecto'!$E$18","v":1.975E-2}]
["2014-10-29T09:00:36.155","09:00:00",7234,5.4300000000000008E-4,{"$f":"D7283*'2.Proyecto'!$E$18","v":2.7150000000000004E-2}]
["2014-10-29T10:00:36.160","10:00:00",7235,6.2600000000000004E-4,{"$f":"D7284*'2.Proyecto'!$E$18","v":3.1300000000000001E-2}]
["2014-10-29T11:00:36.165","11:00:00",7236,6.6100000000000002E-4,{"$f":"D7285*'2.Proyecto'!$E$18","v":3.3050000000000003E-2}]
["2014-10-29T12:00:36.170","12:00:00",7237,6.5200000000000002E-4,{"$f":"D7286*'2.Proyecto'!$E$18","v":3.2600000000000004E-2}]
["2014-10-29T13:00:36.175","13:00:00",7238,5.8399999999999999E-4,{"$f":"D7287*'2.Proyecto'!$E$18","v":2.92E-2}]
["2014-10-29T14:00:36.180","14:00:00",7239,4.6800000000000005E-4,{"$f":"D7288*'2.Proyecto'!$E$18","v":2.3400000000000001E-2}]
["2014-10-29T15:00:36.185","15:00:00",7240,3.5499999999999996E-4,{"$f":"D7289*'2.Proyecto'!$E$18","v":1.7749999999999998E-2}]
["2014-10-29T16:00:36.190","16:00:00",7241,1.8599999999999999E-4,{"$f":"D7290*'2.Proyecto'!$E$18","v":9.2999999999999992E-3}]
["2014-10-29T17:00:36.195","17:00:00",7242,1.2E-5,{"$f":"D7291*'2.Proyecto'!$E$18","v":6.0000000000000006E-4}]
["2014-10-29T18:00:36.200","18:00:00",7243,0,{"$f":"D7292*'2.Proyecto'!$E$18","v":0}]
["2014-10-29T19:00:36.205","19:00:00",7244,0,{"$f":"D7293*'2.Proyecto'!$E$18","v":0}]
["2014-10-29T20:00:36.210","20:00:00",7245,0,{"$f":"D7294*'2.Proyecto'!$E$18","v":0}]
["2014-10-29T21:00:36.215","21:00:00",7246,0,{"$f":"D7295*'2.Proyecto'!$E$18","v":0}]
["2014-10-29T22:00:36.220","22:00:00",7247,0,{"$f":"D7296*'2.Proyecto'!$E$18","v":0}]
["2014-10-29T23:00:36.225","23:00:00",7248,0,{"$f":"D7297*'2.Proyecto'!$E$18","v":0}]
["2014-10-30T00:00:36.230","00:00:00",7249,0,{"$f":"D7298*'2.Proyecto'!$E$18","v":0}]
["2014-10-30T01:00:36.235","01:00:00",7250,0,{"$f":"D7299*'2.Proyecto'!$E$18","v":0}]
["2014-10-30T02:00:36.240","02:00:00",7251,0,{"$f":"D7300*'2.Proyecto'!$E$18","v":0}]
["2014-10-30T03:00:36.245","03:00:00",7252,0,{"$f":"D7301*'2.Proyecto'!$E$18","v":0}]
["2014-10-30T04:00:36.250","04:00:00",7253,0,{"$f":"D7302*'2.Proyecto'!$E$18","v":0}]
["2014-10-30T05:00:36.255","05:00:00",7254,0,{"$f":"D7303*'2.Proyecto'!$E$18","v":0}]
["2014-10-30T06:00:36.260","06:00:00",7255,2.4000000000000001E-5,{"$f":"D7304*'2.Proyecto'!$E$18","v":1.2000000000000001E-3}]
["2014-10-30T07:00:36.265","07:00:00",7256,2.1799999999999999E-4,{"$f":"D7305*'2.Proyecto'!$E$18","v":1.09E-2}]
["2014-10-30T08:00:36.270","08:00:00",7257,4.17E-4,{"$f":"D7306*'2.Proyecto'!$E$18","v":2.085E-2}]
["2014-10-30T09:00:36.275","09:00:00",7258,5.6399999999999994E-4,{"$f":"D7307*'2.Proyecto'!$E$18","v":2.8199999999999996E-2}]
["2014-10-30T10:00:36.280","10:00:00",7259,6.5900000000000008E-4,{"$f":"D7308*'2.Proyecto'!$E$18","v":3.2950000000000007E-2}]
["2014-10-30T11:00:36.285","11:00:00",7260,7.0500000000000001E-4,{"$f":"D7309*'2.Proyecto'!$E$18","v":3.5250000000000004E-2}]
["2014-10-30T12:00:36.290","12:00:00",7261,7.0500000000000001E-4,{"$f":"D7310*'2.Proyecto'!$E$18","v":3.5250000000000004E-2}]
["2014-10-30T13:00:36.295","13:00:00",7262,6.5600000000000001E-4,{"$f":"D7311*'2.Proyecto'!$E$18","v":3.2800000000000003E-2}]
["2014-10-30T14:00:36.300","14:00:00",7263,5.6100000000000008E-4,{"$f":"D7312*'2.Proyecto'!$E$18","v":2.8050000000000005E-2}]
["2014-10-30T15:00:36.305","15:00:00",7264,4.0200000000000001E-4,{"$f":"D7313*'2.Proyecto'!$E$18","v":2.01E-2}]
["2014-10-30T16:00:36.310","16:00:00",7265,1.8799999999999999E-4,{"$f":"D7314*'2.Proyecto'!$E$18","v":9.3999999999999986E-3}]
["2014-10-30T17:00:36.315","17:00:00",7266,1.2E-5,{"$f":"D7315*'2.Proyecto'!$E$18","v":6.0000000000000006E-4}]
["2014-10-30T18:00:36.320","18:00:00",7267,0,{"$f":"D7316*'2.Proyecto'!$E$18","v":0}]
["2014-10-30T19:00:36.325","19:00:00",7268,0,{"$f":"D7317*'2.Proyecto'!$E$18","v":0}]
["2014-10-30T20:00:36.330","20:00:00",7269,0,{"$f":"D7318*'2.Proyecto'!$E$18","v":0}]
["2014-10-30T21:00:36.335","21:00:00",7270,0,{"$f":"D7319*'2.Proyecto'!$E$18","v":0}]
["2014-10-30T22:00:36.340","22:00:00",7271,0,{"$f":"D7320*'2.Proyecto'!$E$18","v":0}]
["2014-10-30T23:00:36.345","23:00:00",7272,0,{"$f":"D7321*'2.Proyecto'!$E$18","v":0}]
["2014-10-31T00:00:36.350","00:00:00",7273,0,{"$f":"D7322*'2.Proyecto'!$E$18","v":0}]
["2014-10-31T01:00:36.355","01:00:00",7274,0,{"$f":"D7323*'2.Proyecto'!$E$18","v":0}]
["2014-10-31T02:00:36.360","02:00:00",7275,0,{"$f":"D7324*'2.Proyecto'!$E$18","v":0}]
["2014-10-31T03:00:36.365","03:00:00",7276,0,{"$f":"D7325*'2.Proyecto'!$E$18","v":0}]
["2014-10-31T04:00:36.370","04:00:00",7277,0,{"$f":"D7326*'2.Proyecto'!$E$18","v":0}]
["2014-10-31T05:00:36.375","05:00:00",7278,0,{"$f":"D7327*'2.Proyecto'!$E$18","v":0}]
["2014-10-31T06:00:36.380","06:00:00",7279,2.5000000000000001E-5,{"$f":"D7328*'2.Proyecto'!$E$18","v":1.25E-3}]
["2014-10-31T07:00:36.385","07:00:00",7280,2.23E-4,{"$f":"D7329*'2.Proyecto'!$E$18","v":1.115E-2}]
["2014-10-31T08:00:36.390","08:00:00",7281,4.2400000000000001E-4,{"$f":"D7330*'2.Proyecto'!$E$18","v":2.12E-2}]
["2014-10-31T09:00:36.395","09:00:00",7282,5.6899999999999995E-4,{"$f":"D7331*'2.Proyecto'!$E$18","v":2.8449999999999996E-2}]
["2014-10-31T10:00:36.400","10:00:00",7283,6.6300000000000007E-4,{"$f":"D7332*'2.Proyecto'!$E$18","v":3.3150000000000006E-2}]
["2014-10-31T11:00:36.405","11:00:00",7284,6.9799999999999994E-4,{"$f":"D7333*'2.Proyecto'!$E$18","v":3.49E-2}]
["2014-10-31T12:00:36.410","12:00:00",7285,6.96E-4,{"$f":"D7334*'2.Proyecto'!$E$18","v":3.4799999999999998E-2}]
["2014-10-31T13:00:36.415","13:00:00",7286,6.4599999999999998E-4,{"$f":"D7335*'2.Proyecto'!$E$18","v":3.2300000000000002E-2}]
["2014-10-31T14:00:36.420","14:00:00",7287,5.1800000000000001E-4,{"$f":"D7336*'2.Proyecto'!$E$18","v":2.5899999999999999E-2}]
["2014-10-31T15:00:36.425","15:00:00",7288,3.88E-4,{"$f":"D7337*'2.Proyecto'!$E$18","v":1.9400000000000001E-2}]
["2014-10-31T16:00:36.430","16:00:00",7289,2.1100000000000001E-4,{"$f":"D7338*'2.Proyecto'!$E$18","v":1.055E-2}]
["2014-10-31T17:00:36.435","17:00:00",7290,1.1E-5,{"$f":"D7339*'2.Proyecto'!$E$18","v":5.5000000000000003E-4}]
["2014-10-31T18:00:36.440","18:00:00",7291,0,{"$f":"D7340*'2.Proyecto'!$E$18","v":0}]
["2014-10-31T19:00:36.445","19:00:00",7292,0,{"$f":"D7341*'2.Proyecto'!$E$18","v":0}]
["2014-10-31T20:00:36.450","20:00:00",7293,0,{"$f":"D7342*'2.Proyecto'!$E$18","v":0}]
["2014-10-31T21:00:36.455","21:00:00",7294,0,{"$f":"D7343*'2.Proyecto'!$E$18","v":0}]
["2014-10-31T22:00:36.460","22:00:00",7295,0,{"$f":"D7344*'2.Proyecto'!$E$18","v":0}]
["2014-10-31T23:00:36.465","23:00:00",7296,0,{"$f":"D7345*'2.Proyecto'!$E$18","v":0}]
["2014-11-01T00:00:36.470","00:00:00",7297,0,{"$f":"D7346*'2.Proyecto'!$E$18","v":0}]
["2014-11-01T01:00:36.475","01:00:00",7298,0,{"$f":"D7347*'2.Proyecto'!$E$18","v":0}]
["2014-11-01T02:00:36.480","02:00:00",7299,0,{"$f":"D7348*'2.Proyecto'!$E$18","v":0}]
["2014-11-01T03:00:36.485","03:00:00",7300,0,{"$f":"D7349*'2.Proyecto'!$E$18","v":0}]
["2014-11-01T04:00:36.490","04:00:00",7301,0,{"$f":"D7350*'2.Proyecto'!$E$18","v":0}]
["2014-11-01T05:00:36.495","05:00:00",7302,0,{"$f":"D7351*'2.Proyecto'!$E$18","v":0}]
["2014-11-01T06:00:36.500","06:00:00",7303,1.7E-5,{"$f":"D7352*'2.Proyecto'!$E$18","v":8.4999999999999995E-4}]
["2014-11-01T07:00:36.505","07:00:00",7304,1.7699999999999999E-4,{"$f":"D7353*'2.Proyecto'!$E$18","v":8.8500000000000002E-3}]
["2014-11-01T08:00:36.510","08:00:00",7305,3.6400000000000001E-4,{"$f":"D7354*'2.Proyecto'!$E$18","v":1.8200000000000001E-2}]
["2014-11-01T09:00:36.515","09:00:00",7306,5.4100000000000003E-4,{"$f":"D7355*'2.Proyecto'!$E$18","v":2.7050000000000001E-2}]
["2014-11-01T10:00:36.520","10:00:00",7307,6.3699999999999998E-4,{"$f":"D7356*'2.Proyecto'!$E$18","v":3.1849999999999996E-2}]
["2014-11-01T11:00:36.525","11:00:00",7308,7.0899999999999999E-4,{"$f":"D7357*'2.Proyecto'!$E$18","v":3.5450000000000002E-2}]
["2014-11-01T12:00:36.530","12:00:00",7309,7.2300000000000001E-4,{"$f":"D7358*'2.Proyecto'!$E$18","v":3.6150000000000002E-2}]
["2014-11-01T13:00:36.535","13:00:00",7310,6.4999999999999997E-4,{"$f":"D7359*'2.Proyecto'!$E$18","v":3.2500000000000001E-2}]
["2014-11-01T14:00:36.540","14:00:00",7311,5.5500000000000005E-4,{"$f":"D7360*'2.Proyecto'!$E$18","v":2.7750000000000004E-2}]
["2014-11-01T15:00:36.545","15:00:00",7312,4.1399999999999998E-4,{"$f":"D7361*'2.Proyecto'!$E$18","v":2.07E-2}]
["2014-11-01T16:00:36.550","16:00:00",7313,2.2000000000000001E-4,{"$f":"D7362*'2.Proyecto'!$E$18","v":1.1000000000000001E-2}]
["2014-11-01T17:00:36.555","17:00:00",7314,1.2999999999999999E-5,{"$f":"D7363*'2.Proyecto'!$E$18","v":6.4999999999999997E-4}]
["2014-11-01T18:00:36.560","18:00:00",7315,0,{"$f":"D7364*'2.Proyecto'!$E$18","v":0}]
["2014-11-01T19:00:36.565","19:00:00",7316,0,{"$f":"D7365*'2.Proyecto'!$E$18","v":0}]
["2014-11-01T20:00:36.570","20:00:00",7317,0,{"$f":"D7366*'2.Proyecto'!$E$18","v":0}]
["2014-11-01T21:00:36.575","21:00:00",7318,0,{"$f":"D7367*'2.Proyecto'!$E$18","v":0}]
["2014-11-01T22:00:36.580","22:00:00",7319,0,{"$f":"D7368*'2.Proyecto'!$E$18","v":0}]
["2014-11-01T23:00:36.585","23:00:00",7320,0,{"$f":"D7369*'2.Proyecto'!$E$18","v":0}]
["2014-11-02T00:00:36.590","00:00:00",7321,0,{"$f":"D7370*'2.Proyecto'!$E$18","v":0}]
["2014-11-02T01:00:36.595","01:00:00",7322,0,{"$f":"D7371*'2.Proyecto'!$E$18","v":0}]
["2014-11-02T02:00:36.600","02:00:00",7323,0,{"$f":"D7372*'2.Proyecto'!$E$18","v":0}]
["2014-11-02T03:00:36.605","03:00:00",7324,0,{"$f":"D7373*'2.Proyecto'!$E$18","v":0}]
["2014-11-02T04:00:36.610","04:00:00",7325,0,{"$f":"D7374*'2.Proyecto'!$E$18","v":0}]
["2014-11-02T05:00:36.615","05:00:00",7326,0,{"$f":"D7375*'2.Proyecto'!$E$18","v":0}]
["2014-11-02T06:00:36.620","06:00:00",7327,2.3E-5,{"$f":"D7376*'2.Proyecto'!$E$18","v":1.15E-3}]
["2014-11-02T07:00:36.625","07:00:00",7328,2.24E-4,{"$f":"D7377*'2.Proyecto'!$E$18","v":1.12E-2}]
["2014-11-02T08:00:36.630","08:00:00",7329,4.3199999999999998E-4,{"$f":"D7378*'2.Proyecto'!$E$18","v":2.1599999999999998E-2}]
["2014-11-02T09:00:36.635","09:00:00",7330,5.8500000000000002E-4,{"$f":"D7379*'2.Proyecto'!$E$18","v":2.9250000000000002E-2}]
["2014-11-02T10:00:36.640","10:00:00",7331,6.8000000000000005E-4,{"$f":"D7380*'2.Proyecto'!$E$18","v":3.4000000000000002E-2}]
["2014-11-02T11:00:36.645","11:00:00",7332,7.1699999999999997E-4,{"$f":"D7381*'2.Proyecto'!$E$18","v":3.585E-2}]
["2014-11-02T12:00:36.650","12:00:00",7333,7.1699999999999997E-4,{"$f":"D7382*'2.Proyecto'!$E$18","v":3.585E-2}]
["2014-11-02T13:00:36.655","13:00:00",7334,6.5200000000000002E-4,{"$f":"D7383*'2.Proyecto'!$E$18","v":3.2600000000000004E-2}]
["2014-11-02T14:00:36.660","14:00:00",7335,5.4300000000000008E-4,{"$f":"D7384*'2.Proyecto'!$E$18","v":2.7150000000000004E-2}]
["2014-11-02T15:00:36.665","15:00:00",7336,3.3500000000000001E-4,{"$f":"D7385*'2.Proyecto'!$E$18","v":1.6750000000000001E-2}]
["2014-11-02T16:00:36.670","16:00:00",7337,1.47E-4,{"$f":"D7386*'2.Proyecto'!$E$18","v":7.3499999999999998E-3}]
["2014-11-02T17:00:36.675","17:00:00",7338,7.9999999999999996E-6,{"$f":"D7387*'2.Proyecto'!$E$18","v":3.9999999999999996E-4}]
["2014-11-02T18:00:36.680","18:00:00",7339,0,{"$f":"D7388*'2.Proyecto'!$E$18","v":0}]
["2014-11-02T19:00:36.685","19:00:00",7340,0,{"$f":"D7389*'2.Proyecto'!$E$18","v":0}]
["2014-11-02T20:00:36.690","20:00:00",7341,0,{"$f":"D7390*'2.Proyecto'!$E$18","v":0}]
["2014-11-02T21:00:36.695","21:00:00",7342,0,{"$f":"D7391*'2.Proyecto'!$E$18","v":0}]
["2014-11-02T22:00:36.700","22:00:00",7343,0,{"$f":"D7392*'2.Proyecto'!$E$18","v":0}]
["2014-11-02T23:00:36.705","23:00:00",7344,0,{"$f":"D7393*'2.Proyecto'!$E$18","v":0}]
["2014-11-03T00:00:36.710","00:00:00",7345,0,{"$f":"D7394*'2.Proyecto'!$E$18","v":0}]
["2014-11-03T01:00:36.715","01:00:00",7346,0,{"$f":"D7395*'2.Proyecto'!$E$18","v":0}]
["2014-11-03T02:00:36.720","02:00:00",7347,0,{"$f":"D7396*'2.Proyecto'!$E$18","v":0}]
["2014-11-03T03:00:36.725","03:00:00",7348,0,{"$f":"D7397*'2.Proyecto'!$E$18","v":0}]
["2014-11-03T04:00:36.730","04:00:00",7349,0,{"$f":"D7398*'2.Proyecto'!$E$18","v":0}]
["2014-11-03T05:00:36.735","05:00:00",7350,0,{"$f":"D7399*'2.Proyecto'!$E$18","v":0}]
["2014-11-03T06:00:36.740","06:00:00",7351,1.4E-5,{"$f":"D7400*'2.Proyecto'!$E$18","v":6.9999999999999999E-4}]
["2014-11-03T07:00:36.745","07:00:00",7352,1.9000000000000001E-4,{"$f":"D7401*'2.Proyecto'!$E$18","v":9.4999999999999998E-3}]
["2014-11-03T08:00:36.750","08:00:00",7353,3.7199999999999999E-4,{"$f":"D7402*'2.Proyecto'!$E$18","v":1.8599999999999998E-2}]
["2014-11-03T09:00:36.755","09:00:00",7354,5.5600000000000007E-4,{"$f":"D7403*'2.Proyecto'!$E$18","v":2.7800000000000005E-2}]
["2014-11-03T10:00:36.760","10:00:00",7355,6.78E-4,{"$f":"D7404*'2.Proyecto'!$E$18","v":3.39E-2}]
["2014-11-03T11:00:36.765","11:00:00",7356,7.2300000000000001E-4,{"$f":"D7405*'2.Proyecto'!$E$18","v":3.6150000000000002E-2}]
["2014-11-03T12:00:36.770","12:00:00",7357,6.9999999999999999E-4,{"$f":"D7406*'2.Proyecto'!$E$18","v":3.4999999999999996E-2}]
["2014-11-03T13:00:36.775","13:00:00",7358,6.4400000000000004E-4,{"$f":"D7407*'2.Proyecto'!$E$18","v":3.2199999999999999E-2}]
["2014-11-03T14:00:36.780","14:00:00",7359,5.1699999999999999E-4,{"$f":"D7408*'2.Proyecto'!$E$18","v":2.5849999999999998E-2}]
["2014-11-03T15:00:36.785","15:00:00",7360,3.3800000000000003E-4,{"$f":"D7409*'2.Proyecto'!$E$18","v":1.6900000000000002E-2}]
["2014-11-03T16:00:36.790","16:00:00",7361,1.6000000000000001E-4,{"$f":"D7410*'2.Proyecto'!$E$18","v":8.0000000000000002E-3}]
["2014-11-03T17:00:36.795","17:00:00",7362,7.9999999999999996E-6,{"$f":"D7411*'2.Proyecto'!$E$18","v":3.9999999999999996E-4}]
["2014-11-03T18:00:36.800","18:00:00",7363,0,{"$f":"D7412*'2.Proyecto'!$E$18","v":0}]
["2014-11-03T19:00:36.805","19:00:00",7364,0,{"$f":"D7413*'2.Proyecto'!$E$18","v":0}]
["2014-11-03T20:00:36.810","20:00:00",7365,0,{"$f":"D7414*'2.Proyecto'!$E$18","v":0}]
["2014-11-03T21:00:36.815","21:00:00",7366,0,{"$f":"D7415*'2.Proyecto'!$E$18","v":0}]
["2014-11-03T22:00:36.820","22:00:00",7367,0,{"$f":"D7416*'2.Proyecto'!$E$18","v":0}]
["2014-11-03T23:00:36.825","23:00:00",7368,0,{"$f":"D7417*'2.Proyecto'!$E$18","v":0}]
["2014-11-04T00:00:36.830","00:00:00",7369,0,{"$f":"D7418*'2.Proyecto'!$E$18","v":0}]
["2014-11-04T01:00:36.835","01:00:00",7370,0,{"$f":"D7419*'2.Proyecto'!$E$18","v":0}]
["2014-11-04T02:00:36.840","02:00:00",7371,0,{"$f":"D7420*'2.Proyecto'!$E$18","v":0}]
["2014-11-04T03:00:36.845","03:00:00",7372,0,{"$f":"D7421*'2.Proyecto'!$E$18","v":0}]
["2014-11-04T04:00:36.850","04:00:00",7373,0,{"$f":"D7422*'2.Proyecto'!$E$18","v":0}]
["2014-11-04T05:00:36.855","05:00:00",7374,0,{"$f":"D7423*'2.Proyecto'!$E$18","v":0}]
["2014-11-04T06:00:36.860","06:00:00",7375,2.1000000000000002E-5,{"$f":"D7424*'2.Proyecto'!$E$18","v":1.0500000000000002E-3}]
["2014-11-04T07:00:36.865","07:00:00",7376,2.1900000000000001E-4,{"$f":"D7425*'2.Proyecto'!$E$18","v":1.0950000000000001E-2}]
["2014-11-04T08:00:36.870","08:00:00",7377,4.17E-4,{"$f":"D7426*'2.Proyecto'!$E$18","v":2.085E-2}]
["2014-11-04T09:00:36.875","09:00:00",7378,5.7699999999999993E-4,{"$f":"D7427*'2.Proyecto'!$E$18","v":2.8849999999999997E-2}]
["2014-11-04T10:00:36.880","10:00:00",7379,6.730000000000001E-4,{"$f":"D7428*'2.Proyecto'!$E$18","v":3.3650000000000006E-2}]
["2014-11-04T11:00:36.885","11:00:00",7380,7.1900000000000002E-4,{"$f":"D7429*'2.Proyecto'!$E$18","v":3.5950000000000003E-2}]
["2014-11-04T12:00:36.890","12:00:00",7381,7.1900000000000002E-4,{"$f":"D7430*'2.Proyecto'!$E$18","v":3.5950000000000003E-2}]
["2014-11-04T13:00:36.895","13:00:00",7382,6.6600000000000003E-4,{"$f":"D7431*'2.Proyecto'!$E$18","v":3.3300000000000003E-2}]
["2014-11-04T14:00:36.900","14:00:00",7383,5.53E-4,{"$f":"D7432*'2.Proyecto'!$E$18","v":2.7650000000000001E-2}]
["2014-11-04T15:00:36.905","15:00:00",7384,3.5399999999999999E-4,{"$f":"D7433*'2.Proyecto'!$E$18","v":1.77E-2}]
["2014-11-04T16:00:36.910","16:00:00",7385,1.7999999999999998E-4,{"$f":"D7434*'2.Proyecto'!$E$18","v":8.9999999999999993E-3}]
["2014-11-04T17:00:36.915","17:00:00",7386,6.9999999999999999E-6,{"$f":"D7435*'2.Proyecto'!$E$18","v":3.5E-4}]
["2014-11-04T18:00:36.920","18:00:00",7387,0,{"$f":"D7436*'2.Proyecto'!$E$18","v":0}]
["2014-11-04T19:00:36.925","19:00:00",7388,0,{"$f":"D7437*'2.Proyecto'!$E$18","v":0}]
["2014-11-04T20:00:36.930","20:00:00",7389,0,{"$f":"D7438*'2.Proyecto'!$E$18","v":0}]
["2014-11-04T21:00:36.935","21:00:00",7390,0,{"$f":"D7439*'2.Proyecto'!$E$18","v":0}]
["2014-11-04T22:00:36.940","22:00:00",7391,0,{"$f":"D7440*'2.Proyecto'!$E$18","v":0}]
["2014-11-04T23:00:36.945","23:00:00",7392,0,{"$f":"D7441*'2.Proyecto'!$E$18","v":0}]
["2014-11-05T00:00:36.950","00:00:00",7393,0,{"$f":"D7442*'2.Proyecto'!$E$18","v":0}]
["2014-11-05T01:00:36.955","01:00:00",7394,0,{"$f":"D7443*'2.Proyecto'!$E$18","v":0}]
["2014-11-05T02:00:36.960","02:00:00",7395,0,{"$f":"D7444*'2.Proyecto'!$E$18","v":0}]
["2014-11-05T03:00:36.965","03:00:00",7396,0,{"$f":"D7445*'2.Proyecto'!$E$18","v":0}]
["2014-11-05T04:00:36.970","04:00:00",7397,0,{"$f":"D7446*'2.Proyecto'!$E$18","v":0}]
["2014-11-05T05:00:36.975","05:00:00",7398,0,{"$f":"D7447*'2.Proyecto'!$E$18","v":0}]
["2014-11-05T06:00:36.980","06:00:00",7399,2.1999999999999999E-5,{"$f":"D7448*'2.Proyecto'!$E$18","v":1.1000000000000001E-3}]
["2014-11-05T07:00:36.985","07:00:00",7400,2.24E-4,{"$f":"D7449*'2.Proyecto'!$E$18","v":1.12E-2}]
["2014-11-05T08:00:36.990","08:00:00",7401,4.3199999999999998E-4,{"$f":"D7450*'2.Proyecto'!$E$18","v":2.1599999999999998E-2}]
["2014-11-05T09:00:36.995","09:00:00",7402,5.8099999999999992E-4,{"$f":"D7451*'2.Proyecto'!$E$18","v":2.9049999999999996E-2}]
["2014-11-05T10:00:37","10:00:00",7403,6.7400000000000001E-4,{"$f":"D7452*'2.Proyecto'!$E$18","v":3.3700000000000001E-2}]
["2014-11-05T11:00:37.005","11:00:00",7404,7.18E-4,{"$f":"D7453*'2.Proyecto'!$E$18","v":3.5900000000000001E-2}]
["2014-11-05T12:00:37.010","12:00:00",7405,7.1599999999999995E-4,{"$f":"D7454*'2.Proyecto'!$E$18","v":3.5799999999999998E-2}]
["2014-11-05T13:00:37.015","13:00:00",7406,6.6800000000000008E-4,{"$f":"D7455*'2.Proyecto'!$E$18","v":3.3400000000000006E-2}]
["2014-11-05T14:00:37.020","14:00:00",7407,5.669999999999999E-4,{"$f":"D7456*'2.Proyecto'!$E$18","v":2.8349999999999997E-2}]
["2014-11-05T15:00:37.025","15:00:00",7408,3.7100000000000002E-4,{"$f":"D7457*'2.Proyecto'!$E$18","v":1.8550000000000001E-2}]
["2014-11-05T16:00:37.030","16:00:00",7409,1.7999999999999998E-4,{"$f":"D7458*'2.Proyecto'!$E$18","v":8.9999999999999993E-3}]
["2014-11-05T17:00:37.035","17:00:00",7410,7.9999999999999996E-6,{"$f":"D7459*'2.Proyecto'!$E$18","v":3.9999999999999996E-4}]
["2014-11-05T18:00:37.040","18:00:00",7411,0,{"$f":"D7460*'2.Proyecto'!$E$18","v":0}]
["2014-11-05T19:00:37.045","19:00:00",7412,0,{"$f":"D7461*'2.Proyecto'!$E$18","v":0}]
["2014-11-05T20:00:37.050","20:00:00",7413,0,{"$f":"D7462*'2.Proyecto'!$E$18","v":0}]
["2014-11-05T21:00:37.055","21:00:00",7414,0,{"$f":"D7463*'2.Proyecto'!$E$18","v":0}]
["2014-11-05T22:00:37.060","22:00:00",7415,0,{"$f":"D7464*'2.Proyecto'!$E$18","v":0}]
["2014-11-05T23:00:37.065","23:00:00",7416,0,{"$f":"D7465*'2.Proyecto'!$E$18","v":0}]
["2014-11-06T00:00:37.070","00:00:00",7417,0,{"$f":"D7466*'2.Proyecto'!$E$18","v":0}]
["2014-11-06T01:00:37.075","01:00:00",7418,0,{"$f":"D7467*'2.Proyecto'!$E$18","v":0}]
["2014-11-06T02:00:37.080","02:00:00",7419,0,{"$f":"D7468*'2.Proyecto'!$E$18","v":0}]
["2014-11-06T03:00:37.085","03:00:00",7420,0,{"$f":"D7469*'2.Proyecto'!$E$18","v":0}]
["2014-11-06T04:00:37.090","04:00:00",7421,0,{"$f":"D7470*'2.Proyecto'!$E$18","v":0}]
["2014-11-06T05:00:37.095","05:00:00",7422,0,{"$f":"D7471*'2.Proyecto'!$E$18","v":0}]
["2014-11-06T06:00:37.100","06:00:00",7423,1.9000000000000001E-5,{"$f":"D7472*'2.Proyecto'!$E$18","v":9.5000000000000011E-4}]
["2014-11-06T07:00:37.105","07:00:00",7424,2.1699999999999999E-4,{"$f":"D7473*'2.Proyecto'!$E$18","v":1.085E-2}]
["2014-11-06T08:00:37.110","08:00:00",7425,4.2200000000000001E-4,{"$f":"D7474*'2.Proyecto'!$E$18","v":2.1100000000000001E-2}]
["2014-11-06T09:00:37.115","09:00:00",7426,5.71E-4,{"$f":"D7475*'2.Proyecto'!$E$18","v":2.8549999999999999E-2}]
["2014-11-06T10:00:37.120","10:00:00",7427,6.6600000000000003E-4,{"$f":"D7476*'2.Proyecto'!$E$18","v":3.3300000000000003E-2}]
["2014-11-06T11:00:37.125","11:00:00",7428,7.0999999999999991E-4,{"$f":"D7477*'2.Proyecto'!$E$18","v":3.5499999999999997E-2}]
["2014-11-06T12:00:37.130","12:00:00",7429,7.0599999999999992E-4,{"$f":"D7478*'2.Proyecto'!$E$18","v":3.5299999999999998E-2}]
["2014-11-06T13:00:37.135","13:00:00",7430,6.5099999999999999E-4,{"$f":"D7479*'2.Proyecto'!$E$18","v":3.2550000000000003E-2}]
["2014-11-06T14:00:37.140","14:00:00",7431,5.3700000000000004E-4,{"$f":"D7480*'2.Proyecto'!$E$18","v":2.6850000000000002E-2}]
["2014-11-06T15:00:37.145","15:00:00",7432,3.88E-4,{"$f":"D7481*'2.Proyecto'!$E$18","v":1.9400000000000001E-2}]
["2014-11-06T16:00:37.150","16:00:00",7433,2.0899999999999998E-4,{"$f":"D7482*'2.Proyecto'!$E$18","v":1.0449999999999999E-2}]
["2014-11-06T17:00:37.155","17:00:00",7434,8.9999999999999985E-6,{"$f":"D7483*'2.Proyecto'!$E$18","v":4.4999999999999993E-4}]
["2014-11-06T18:00:37.160","18:00:00",7435,0,{"$f":"D7484*'2.Proyecto'!$E$18","v":0}]
["2014-11-06T19:00:37.165","19:00:00",7436,0,{"$f":"D7485*'2.Proyecto'!$E$18","v":0}]
["2014-11-06T20:00:37.170","20:00:00",7437,0,{"$f":"D7486*'2.Proyecto'!$E$18","v":0}]
["2014-11-06T21:00:37.175","21:00:00",7438,0,{"$f":"D7487*'2.Proyecto'!$E$18","v":0}]
["2014-11-06T22:00:37.180","22:00:00",7439,0,{"$f":"D7488*'2.Proyecto'!$E$18","v":0}]
["2014-11-06T23:00:37.185","23:00:00",7440,0,{"$f":"D7489*'2.Proyecto'!$E$18","v":0}]
["2014-11-07T00:00:37.190","00:00:00",7441,0,{"$f":"D7490*'2.Proyecto'!$E$18","v":0}]
["2014-11-07T01:00:37.195","01:00:00",7442,0,{"$f":"D7491*'2.Proyecto'!$E$18","v":0}]
["2014-11-07T02:00:37.200","02:00:00",7443,0,{"$f":"D7492*'2.Proyecto'!$E$18","v":0}]
["2014-11-07T03:00:37.205","03:00:00",7444,0,{"$f":"D7493*'2.Proyecto'!$E$18","v":0}]
["2014-11-07T04:00:37.210","04:00:00",7445,0,{"$f":"D7494*'2.Proyecto'!$E$18","v":0}]
["2014-11-07T05:00:37.215","05:00:00",7446,0,{"$f":"D7495*'2.Proyecto'!$E$18","v":0}]
["2014-11-07T06:00:37.220","06:00:00",7447,1.9000000000000001E-5,{"$f":"D7496*'2.Proyecto'!$E$18","v":9.5000000000000011E-4}]
["2014-11-07T07:00:37.225","07:00:00",7448,2.1699999999999999E-4,{"$f":"D7497*'2.Proyecto'!$E$18","v":1.085E-2}]
["2014-11-07T08:00:37.230","08:00:00",7449,4.1999999999999996E-4,{"$f":"D7498*'2.Proyecto'!$E$18","v":2.0999999999999998E-2}]
["2014-11-07T09:00:37.235","09:00:00",7450,5.6799999999999993E-4,{"$f":"D7499*'2.Proyecto'!$E$18","v":2.8399999999999995E-2}]
["2014-11-07T10:00:37.240","10:00:00",7451,6.6200000000000005E-4,{"$f":"D7500*'2.Proyecto'!$E$18","v":3.3100000000000004E-2}]
["2014-11-07T11:00:37.245","11:00:00",7452,7.0699999999999995E-4,{"$f":"D7501*'2.Proyecto'!$E$18","v":3.5349999999999999E-2}]
["2014-11-07T12:00:37.250","12:00:00",7453,7.0099999999999991E-4,{"$f":"D7502*'2.Proyecto'!$E$18","v":3.5049999999999998E-2}]
["2014-11-07T13:00:37.255","13:00:00",7454,6.4900000000000005E-4,{"$f":"D7503*'2.Proyecto'!$E$18","v":3.245E-2}]
["2014-11-07T14:00:37.260","14:00:00",7455,5.5100000000000006E-4,{"$f":"D7504*'2.Proyecto'!$E$18","v":2.7550000000000002E-2}]
["2014-11-07T15:00:37.265","15:00:00",7456,3.9300000000000001E-4,{"$f":"D7505*'2.Proyecto'!$E$18","v":1.9650000000000001E-2}]
["2014-11-07T16:00:37.270","16:00:00",7457,1.9900000000000001E-4,{"$f":"D7506*'2.Proyecto'!$E$18","v":9.9500000000000005E-3}]
["2014-11-07T17:00:37.275","17:00:00",7458,8.9999999999999985E-6,{"$f":"D7507*'2.Proyecto'!$E$18","v":4.4999999999999993E-4}]
["2014-11-07T18:00:37.280","18:00:00",7459,0,{"$f":"D7508*'2.Proyecto'!$E$18","v":0}]
["2014-11-07T19:00:37.285","19:00:00",7460,0,{"$f":"D7509*'2.Proyecto'!$E$18","v":0}]
["2014-11-07T20:00:37.290","20:00:00",7461,0,{"$f":"D7510*'2.Proyecto'!$E$18","v":0}]
["2014-11-07T21:00:37.295","21:00:00",7462,0,{"$f":"D7511*'2.Proyecto'!$E$18","v":0}]
["2014-11-07T22:00:37.300","22:00:00",7463,0,{"$f":"D7512*'2.Proyecto'!$E$18","v":0}]
["2014-11-07T23:00:37.305","23:00:00",7464,0,{"$f":"D7513*'2.Proyecto'!$E$18","v":0}]
["2014-11-08T00:00:37.310","00:00:00",7465,0,{"$f":"D7514*'2.Proyecto'!$E$18","v":0}]
["2014-11-08T01:00:37.315","01:00:00",7466,0,{"$f":"D7515*'2.Proyecto'!$E$18","v":0}]
["2014-11-08T02:00:37.320","02:00:00",7467,0,{"$f":"D7516*'2.Proyecto'!$E$18","v":0}]
["2014-11-08T03:00:37.325","03:00:00",7468,0,{"$f":"D7517*'2.Proyecto'!$E$18","v":0}]
["2014-11-08T04:00:37.330","04:00:00",7469,0,{"$f":"D7518*'2.Proyecto'!$E$18","v":0}]
["2014-11-08T05:00:37.335","05:00:00",7470,0,{"$f":"D7519*'2.Proyecto'!$E$18","v":0}]
["2014-11-08T06:00:37.340","06:00:00",7471,1.7E-5,{"$f":"D7520*'2.Proyecto'!$E$18","v":8.4999999999999995E-4}]
["2014-11-08T07:00:37.345","07:00:00",7472,2.12E-4,{"$f":"D7521*'2.Proyecto'!$E$18","v":1.06E-2}]
["2014-11-08T08:00:37.350","08:00:00",7473,4.1599999999999997E-4,{"$f":"D7522*'2.Proyecto'!$E$18","v":2.0799999999999999E-2}]
["2014-11-08T09:00:37.355","09:00:00",7474,5.6100000000000008E-4,{"$f":"D7523*'2.Proyecto'!$E$18","v":2.8050000000000005E-2}]
["2014-11-08T10:00:37.360","10:00:00",7475,6.5499999999999998E-4,{"$f":"D7524*'2.Proyecto'!$E$18","v":3.2750000000000001E-2}]
["2014-11-08T11:00:37.365","11:00:00",7476,6.9999999999999999E-4,{"$f":"D7525*'2.Proyecto'!$E$18","v":3.4999999999999996E-2}]
["2014-11-08T12:00:37.370","12:00:00",7477,6.9499999999999998E-4,{"$f":"D7526*'2.Proyecto'!$E$18","v":3.4749999999999996E-2}]
["2014-11-08T13:00:37.375","13:00:00",7478,6.4500000000000007E-4,{"$f":"D7527*'2.Proyecto'!$E$18","v":3.2250000000000001E-2}]
["2014-11-08T14:00:37.380","14:00:00",7479,5.3300000000000005E-4,{"$f":"D7528*'2.Proyecto'!$E$18","v":2.6650000000000004E-2}]
["2014-11-08T15:00:37.385","15:00:00",7480,3.7100000000000002E-4,{"$f":"D7529*'2.Proyecto'!$E$18","v":1.8550000000000001E-2}]
["2014-11-08T16:00:37.390","16:00:00",7481,1.6700000000000002E-4,{"$f":"D7530*'2.Proyecto'!$E$18","v":8.3500000000000015E-3}]
["2014-11-08T17:00:37.395","17:00:00",7482,6.9999999999999999E-6,{"$f":"D7531*'2.Proyecto'!$E$18","v":3.5E-4}]
["2014-11-08T18:00:37.400","18:00:00",7483,0,{"$f":"D7532*'2.Proyecto'!$E$18","v":0}]
["2014-11-08T19:00:37.405","19:00:00",7484,0,{"$f":"D7533*'2.Proyecto'!$E$18","v":0}]
["2014-11-08T20:00:37.410","20:00:00",7485,0,{"$f":"D7534*'2.Proyecto'!$E$18","v":0}]
["2014-11-08T21:00:37.415","21:00:00",7486,0,{"$f":"D7535*'2.Proyecto'!$E$18","v":0}]
["2014-11-08T22:00:37.420","22:00:00",7487,0,{"$f":"D7536*'2.Proyecto'!$E$18","v":0}]
["2014-11-08T23:00:37.425","23:00:00",7488,0,{"$f":"D7537*'2.Proyecto'!$E$18","v":0}]
["2014-11-09T00:00:37.430","00:00:00",7489,0,{"$f":"D7538*'2.Proyecto'!$E$18","v":0}]
["2014-11-09T01:00:37.435","01:00:00",7490,0,{"$f":"D7539*'2.Proyecto'!$E$18","v":0}]
["2014-11-09T02:00:37.440","02:00:00",7491,0,{"$f":"D7540*'2.Proyecto'!$E$18","v":0}]
["2014-11-09T03:00:37.445","03:00:00",7492,0,{"$f":"D7541*'2.Proyecto'!$E$18","v":0}]
["2014-11-09T04:00:37.450","04:00:00",7493,0,{"$f":"D7542*'2.Proyecto'!$E$18","v":0}]
["2014-11-09T05:00:37.455","05:00:00",7494,0,{"$f":"D7543*'2.Proyecto'!$E$18","v":0}]
["2014-11-09T06:00:37.460","06:00:00",7495,5.0000000000000004E-6,{"$f":"D7544*'2.Proyecto'!$E$18","v":2.5000000000000001E-4}]
["2014-11-09T07:00:37.465","07:00:00",7496,1.3300000000000001E-4,{"$f":"D7545*'2.Proyecto'!$E$18","v":6.6500000000000005E-3}]
["2014-11-09T08:00:37.470","08:00:00",7497,3.5599999999999998E-4,{"$f":"D7546*'2.Proyecto'!$E$18","v":1.78E-2}]
["2014-11-09T09:00:37.475","09:00:00",7498,5.4000000000000001E-4,{"$f":"D7547*'2.Proyecto'!$E$18","v":2.7E-2}]
["2014-11-09T10:00:37.480","10:00:00",7499,6.3500000000000004E-4,{"$f":"D7548*'2.Proyecto'!$E$18","v":3.175E-2}]
["2014-11-09T11:00:37.485","11:00:00",7500,6.8100000000000007E-4,{"$f":"D7549*'2.Proyecto'!$E$18","v":3.4050000000000004E-2}]
["2014-11-09T12:00:37.490","12:00:00",7501,6.8300000000000001E-4,{"$f":"D7550*'2.Proyecto'!$E$18","v":3.415E-2}]
["2014-11-09T13:00:37.495","13:00:00",7502,6.3900000000000003E-4,{"$f":"D7551*'2.Proyecto'!$E$18","v":3.1949999999999999E-2}]
["2014-11-09T14:00:37.500","14:00:00",7503,5.4300000000000008E-4,{"$f":"D7552*'2.Proyecto'!$E$18","v":2.7150000000000004E-2}]
["2014-11-09T15:00:37.505","15:00:00",7504,3.7800000000000003E-4,{"$f":"D7553*'2.Proyecto'!$E$18","v":1.89E-2}]
["2014-11-09T16:00:37.510","16:00:00",7505,1.64E-4,{"$f":"D7554*'2.Proyecto'!$E$18","v":8.2000000000000007E-3}]
["2014-11-09T17:00:37.515","17:00:00",7506,5.0000000000000004E-6,{"$f":"D7555*'2.Proyecto'!$E$18","v":2.5000000000000001E-4}]
["2014-11-09T18:00:37.520","18:00:00",7507,0,{"$f":"D7556*'2.Proyecto'!$E$18","v":0}]
["2014-11-09T19:00:37.525","19:00:00",7508,0,{"$f":"D7557*'2.Proyecto'!$E$18","v":0}]
["2014-11-09T20:00:37.530","20:00:00",7509,0,{"$f":"D7558*'2.Proyecto'!$E$18","v":0}]
["2014-11-09T21:00:37.535","21:00:00",7510,0,{"$f":"D7559*'2.Proyecto'!$E$18","v":0}]
["2014-11-09T22:00:37.540","22:00:00",7511,0,{"$f":"D7560*'2.Proyecto'!$E$18","v":0}]
["2014-11-09T23:00:37.545","23:00:00",7512,0,{"$f":"D7561*'2.Proyecto'!$E$18","v":0}]
["2014-11-10T00:00:37.550","00:00:00",7513,0,{"$f":"D7562*'2.Proyecto'!$E$18","v":0}]
["2014-11-10T01:00:37.555","01:00:00",7514,0,{"$f":"D7563*'2.Proyecto'!$E$18","v":0}]
["2014-11-10T02:00:37.560","02:00:00",7515,0,{"$f":"D7564*'2.Proyecto'!$E$18","v":0}]
["2014-11-10T03:00:37.565","03:00:00",7516,0,{"$f":"D7565*'2.Proyecto'!$E$18","v":0}]
["2014-11-10T04:00:37.570","04:00:00",7517,0,{"$f":"D7566*'2.Proyecto'!$E$18","v":0}]
["2014-11-10T05:00:37.575","05:00:00",7518,0,{"$f":"D7567*'2.Proyecto'!$E$18","v":0}]
["2014-11-10T06:00:37.580","06:00:00",7519,1.5999999999999999E-5,{"$f":"D7568*'2.Proyecto'!$E$18","v":7.9999999999999993E-4}]
["2014-11-10T07:00:37.585","07:00:00",7520,2.1100000000000001E-4,{"$f":"D7569*'2.Proyecto'!$E$18","v":1.055E-2}]
["2014-11-10T08:00:37.590","08:00:00",7521,4.1999999999999996E-4,{"$f":"D7570*'2.Proyecto'!$E$18","v":2.0999999999999998E-2}]
["2014-11-10T09:00:37.595","09:00:00",7522,5.7899999999999998E-4,{"$f":"D7571*'2.Proyecto'!$E$18","v":2.895E-2}]
["2014-11-10T10:00:37.600","10:00:00",7523,6.7700000000000008E-4,{"$f":"D7572*'2.Proyecto'!$E$18","v":3.3850000000000005E-2}]
["2014-11-10T11:00:37.605","11:00:00",7524,7.2199999999999999E-4,{"$f":"D7573*'2.Proyecto'!$E$18","v":3.61E-2}]
["2014-11-10T12:00:37.610","12:00:00",7525,7.18E-4,{"$f":"D7574*'2.Proyecto'!$E$18","v":3.5900000000000001E-2}]
["2014-11-10T13:00:37.615","13:00:00",7526,6.6700000000000006E-4,{"$f":"D7575*'2.Proyecto'!$E$18","v":3.3350000000000005E-2}]
["2014-11-10T14:00:37.620","14:00:00",7527,5.6799999999999993E-4,{"$f":"D7576*'2.Proyecto'!$E$18","v":2.8399999999999995E-2}]
["2014-11-10T15:00:37.625","15:00:00",7528,4.1999999999999996E-4,{"$f":"D7577*'2.Proyecto'!$E$18","v":2.0999999999999998E-2}]
["2014-11-10T16:00:37.630","16:00:00",7529,2.2800000000000001E-4,{"$f":"D7578*'2.Proyecto'!$E$18","v":1.14E-2}]
["2014-11-10T17:00:37.635","17:00:00",7530,8.9999999999999985E-6,{"$f":"D7579*'2.Proyecto'!$E$18","v":4.4999999999999993E-4}]
["2014-11-10T18:00:37.640","18:00:00",7531,0,{"$f":"D7580*'2.Proyecto'!$E$18","v":0}]
["2014-11-10T19:00:37.645","19:00:00",7532,0,{"$f":"D7581*'2.Proyecto'!$E$18","v":0}]
["2014-11-10T20:00:37.650","20:00:00",7533,0,{"$f":"D7582*'2.Proyecto'!$E$18","v":0}]
["2014-11-10T21:00:37.655","21:00:00",7534,0,{"$f":"D7583*'2.Proyecto'!$E$18","v":0}]
["2014-11-10T22:00:37.660","22:00:00",7535,0,{"$f":"D7584*'2.Proyecto'!$E$18","v":0}]
["2014-11-10T23:00:37.665","23:00:00",7536,0,{"$f":"D7585*'2.Proyecto'!$E$18","v":0}]
["2014-11-11T00:00:37.670","00:00:00",7537,0,{"$f":"D7586*'2.Proyecto'!$E$18","v":0}]
["2014-11-11T01:00:37.675","01:00:00",7538,0,{"$f":"D7587*'2.Proyecto'!$E$18","v":0}]
["2014-11-11T02:00:37.680","02:00:00",7539,0,{"$f":"D7588*'2.Proyecto'!$E$18","v":0}]
["2014-11-11T03:00:37.685","03:00:00",7540,0,{"$f":"D7589*'2.Proyecto'!$E$18","v":0}]
["2014-11-11T04:00:37.690","04:00:00",7541,0,{"$f":"D7590*'2.Proyecto'!$E$18","v":0}]
["2014-11-11T05:00:37.695","05:00:00",7542,0,{"$f":"D7591*'2.Proyecto'!$E$18","v":0}]
["2014-11-11T06:00:37.700","06:00:00",7543,1.9000000000000001E-5,{"$f":"D7592*'2.Proyecto'!$E$18","v":9.5000000000000011E-4}]
["2014-11-11T07:00:37.705","07:00:00",7544,2.2600000000000002E-4,{"$f":"D7593*'2.Proyecto'!$E$18","v":1.1300000000000001E-2}]
["2014-11-11T08:00:37.710","08:00:00",7545,4.2999999999999999E-4,{"$f":"D7594*'2.Proyecto'!$E$18","v":2.1499999999999998E-2}]
["2014-11-11T09:00:37.715","09:00:00",7546,5.7699999999999993E-4,{"$f":"D7595*'2.Proyecto'!$E$18","v":2.8849999999999997E-2}]
["2014-11-11T10:00:37.720","10:00:00",7547,6.7400000000000001E-4,{"$f":"D7596*'2.Proyecto'!$E$18","v":3.3700000000000001E-2}]
["2014-11-11T11:00:37.725","11:00:00",7548,7.1999999999999994E-4,{"$f":"D7597*'2.Proyecto'!$E$18","v":3.5999999999999997E-2}]
["2014-11-11T12:00:37.730","12:00:00",7549,7.1599999999999995E-4,{"$f":"D7598*'2.Proyecto'!$E$18","v":3.5799999999999998E-2}]
["2014-11-11T13:00:37.735","13:00:00",7550,6.6700000000000006E-4,{"$f":"D7599*'2.Proyecto'!$E$18","v":3.3350000000000005E-2}]
["2014-11-11T14:00:37.740","14:00:00",7551,5.6799999999999993E-4,{"$f":"D7600*'2.Proyecto'!$E$18","v":2.8399999999999995E-2}]
["2014-11-11T15:00:37.745","15:00:00",7552,4.08E-4,{"$f":"D7601*'2.Proyecto'!$E$18","v":2.0400000000000001E-2}]
["2014-11-11T16:00:37.750","16:00:00",7553,2.0799999999999999E-4,{"$f":"D7602*'2.Proyecto'!$E$18","v":1.04E-2}]
["2014-11-11T17:00:37.755","17:00:00",7554,6.9999999999999999E-6,{"$f":"D7603*'2.Proyecto'!$E$18","v":3.5E-4}]
["2014-11-11T18:00:37.760","18:00:00",7555,0,{"$f":"D7604*'2.Proyecto'!$E$18","v":0}]
["2014-11-11T19:00:37.765","19:00:00",7556,0,{"$f":"D7605*'2.Proyecto'!$E$18","v":0}]
["2014-11-11T20:00:37.770","20:00:00",7557,0,{"$f":"D7606*'2.Proyecto'!$E$18","v":0}]
["2014-11-11T21:00:37.775","21:00:00",7558,0,{"$f":"D7607*'2.Proyecto'!$E$18","v":0}]
["2014-11-11T22:00:37.780","22:00:00",7559,0,{"$f":"D7608*'2.Proyecto'!$E$18","v":0}]
["2014-11-11T23:00:37.785","23:00:00",7560,0,{"$f":"D7609*'2.Proyecto'!$E$18","v":0}]
["2014-11-12T00:00:37.790","00:00:00",7561,0,{"$f":"D7610*'2.Proyecto'!$E$18","v":0}]
["2014-11-12T01:00:37.795","01:00:00",7562,0,{"$f":"D7611*'2.Proyecto'!$E$18","v":0}]
["2014-11-12T02:00:37.800","02:00:00",7563,0,{"$f":"D7612*'2.Proyecto'!$E$18","v":0}]
["2014-11-12T03:00:37.805","03:00:00",7564,0,{"$f":"D7613*'2.Proyecto'!$E$18","v":0}]
["2014-11-12T04:00:37.810","04:00:00",7565,0,{"$f":"D7614*'2.Proyecto'!$E$18","v":0}]
["2014-11-12T05:00:37.815","05:00:00",7566,0,{"$f":"D7615*'2.Proyecto'!$E$18","v":0}]
["2014-11-12T06:00:37.820","06:00:00",7567,1.1E-5,{"$f":"D7616*'2.Proyecto'!$E$18","v":5.5000000000000003E-4}]
["2014-11-12T07:00:37.825","07:00:00",7568,1.9000000000000001E-4,{"$f":"D7617*'2.Proyecto'!$E$18","v":9.4999999999999998E-3}]
["2014-11-12T08:00:37.830","08:00:00",7569,3.9200000000000004E-4,{"$f":"D7618*'2.Proyecto'!$E$18","v":1.9600000000000003E-2}]
["2014-11-12T09:00:37.835","09:00:00",7570,5.4100000000000003E-4,{"$f":"D7619*'2.Proyecto'!$E$18","v":2.7050000000000001E-2}]
["2014-11-12T10:00:37.840","10:00:00",7571,6.4300000000000002E-4,{"$f":"D7620*'2.Proyecto'!$E$18","v":3.2149999999999998E-2}]
["2014-11-12T11:00:37.845","11:00:00",7572,6.87E-4,{"$f":"D7621*'2.Proyecto'!$E$18","v":3.4349999999999999E-2}]
["2014-11-12T12:00:37.850","12:00:00",7573,6.6500000000000001E-4,{"$f":"D7622*'2.Proyecto'!$E$18","v":3.3250000000000002E-2}]
["2014-11-12T13:00:37.855","13:00:00",7574,5.4900000000000001E-4,{"$f":"D7623*'2.Proyecto'!$E$18","v":2.7450000000000002E-2}]
["2014-11-12T14:00:37.860","14:00:00",7575,4.6999999999999999E-4,{"$f":"D7624*'2.Proyecto'!$E$18","v":2.35E-2}]
["2014-11-12T15:00:37.865","15:00:00",7576,2.9099999999999997E-4,{"$f":"D7625*'2.Proyecto'!$E$18","v":1.4549999999999999E-2}]
["2014-11-12T16:00:37.870","16:00:00",7577,1.7199999999999998E-4,{"$f":"D7626*'2.Proyecto'!$E$18","v":8.5999999999999983E-3}]
["2014-11-12T17:00:37.875","17:00:00",7578,7.9999999999999996E-6,{"$f":"D7627*'2.Proyecto'!$E$18","v":3.9999999999999996E-4}]
["2014-11-12T18:00:37.880","18:00:00",7579,0,{"$f":"D7628*'2.Proyecto'!$E$18","v":0}]
["2014-11-12T19:00:37.885","19:00:00",7580,0,{"$f":"D7629*'2.Proyecto'!$E$18","v":0}]
["2014-11-12T20:00:37.890","20:00:00",7581,0,{"$f":"D7630*'2.Proyecto'!$E$18","v":0}]
["2014-11-12T21:00:37.895","21:00:00",7582,0,{"$f":"D7631*'2.Proyecto'!$E$18","v":0}]
["2014-11-12T22:00:37.900","22:00:00",7583,0,{"$f":"D7632*'2.Proyecto'!$E$18","v":0}]
["2014-11-12T23:00:37.905","23:00:00",7584,0,{"$f":"D7633*'2.Proyecto'!$E$18","v":0}]
["2014-11-13T00:00:37.910","00:00:00",7585,0,{"$f":"D7634*'2.Proyecto'!$E$18","v":0}]
["2014-11-13T01:00:37.915","01:00:00",7586,0,{"$f":"D7635*'2.Proyecto'!$E$18","v":0}]
["2014-11-13T02:00:37.920","02:00:00",7587,0,{"$f":"D7636*'2.Proyecto'!$E$18","v":0}]
["2014-11-13T03:00:37.925","03:00:00",7588,0,{"$f":"D7637*'2.Proyecto'!$E$18","v":0}]
["2014-11-13T04:00:37.930","04:00:00",7589,0,{"$f":"D7638*'2.Proyecto'!$E$18","v":0}]
["2014-11-13T05:00:37.935","05:00:00",7590,0,{"$f":"D7639*'2.Proyecto'!$E$18","v":0}]
["2014-11-13T06:00:37.940","06:00:00",7591,1.2999999999999999E-5,{"$f":"D7640*'2.Proyecto'!$E$18","v":6.4999999999999997E-4}]
["2014-11-13T07:00:37.945","07:00:00",7592,1.9900000000000001E-4,{"$f":"D7641*'2.Proyecto'!$E$18","v":9.9500000000000005E-3}]
["2014-11-13T08:00:37.950","08:00:00",7593,4.0500000000000003E-4,{"$f":"D7642*'2.Proyecto'!$E$18","v":2.0250000000000001E-2}]
["2014-11-13T09:00:37.955","09:00:00",7594,5.5900000000000004E-4,{"$f":"D7643*'2.Proyecto'!$E$18","v":2.7950000000000003E-2}]
["2014-11-13T10:00:37.960","10:00:00",7595,6.5600000000000001E-4,{"$f":"D7644*'2.Proyecto'!$E$18","v":3.2800000000000003E-2}]
["2014-11-13T11:00:37.965","11:00:00",7596,6.9399999999999996E-4,{"$f":"D7645*'2.Proyecto'!$E$18","v":3.4699999999999995E-2}]
["2014-11-13T12:00:37.970","12:00:00",7597,6.7600000000000006E-4,{"$f":"D7646*'2.Proyecto'!$E$18","v":3.3800000000000004E-2}]
["2014-11-13T13:00:37.975","13:00:00",7598,6.4400000000000004E-4,{"$f":"D7647*'2.Proyecto'!$E$18","v":3.2199999999999999E-2}]
["2014-11-13T14:00:37.980","14:00:00",7599,5.4300000000000008E-4,{"$f":"D7648*'2.Proyecto'!$E$18","v":2.7150000000000004E-2}]
["2014-11-13T15:00:37.985","15:00:00",7600,3.77E-4,{"$f":"D7649*'2.Proyecto'!$E$18","v":1.8849999999999999E-2}]
["2014-11-13T16:00:37.990","16:00:00",7601,1.7699999999999999E-4,{"$f":"D7650*'2.Proyecto'!$E$18","v":8.8500000000000002E-3}]
["2014-11-13T17:00:37.995","17:00:00",7602,6.0000000000000002E-6,{"$f":"D7651*'2.Proyecto'!$E$18","v":3.0000000000000003E-4}]
["2014-11-13T18:00:38","18:00:00",7603,0,{"$f":"D7652*'2.Proyecto'!$E$18","v":0}]
["2014-11-13T19:00:38.005","19:00:00",7604,0,{"$f":"D7653*'2.Proyecto'!$E$18","v":0}]
["2014-11-13T20:00:38.010","20:00:00",7605,0,{"$f":"D7654*'2.Proyecto'!$E$18","v":0}]
["2014-11-13T21:00:38.015","21:00:00",7606,0,{"$f":"D7655*'2.Proyecto'!$E$18","v":0}]
["2014-11-13T22:00:38.020","22:00:00",7607,0,{"$f":"D7656*'2.Proyecto'!$E$18","v":0}]
["2014-11-13T23:00:38.025","23:00:00",7608,0,{"$f":"D7657*'2.Proyecto'!$E$18","v":0}]
["2014-11-14T00:00:38.030","00:00:00",7609,0,{"$f":"D7658*'2.Proyecto'!$E$18","v":0}]
["2014-11-14T01:00:38.035","01:00:00",7610,0,{"$f":"D7659*'2.Proyecto'!$E$18","v":0}]
["2014-11-14T02:00:38.040","02:00:00",7611,0,{"$f":"D7660*'2.Proyecto'!$E$18","v":0}]
["2014-11-14T03:00:38.045","03:00:00",7612,0,{"$f":"D7661*'2.Proyecto'!$E$18","v":0}]
["2014-11-14T04:00:38.050","04:00:00",7613,0,{"$f":"D7662*'2.Proyecto'!$E$18","v":0}]
["2014-11-14T05:00:38.055","05:00:00",7614,0,{"$f":"D7663*'2.Proyecto'!$E$18","v":0}]
["2014-11-14T06:00:38.060","06:00:00",7615,5.0000000000000004E-6,{"$f":"D7664*'2.Proyecto'!$E$18","v":2.5000000000000001E-4}]
["2014-11-14T07:00:38.065","07:00:00",7616,1.0499999999999999E-4,{"$f":"D7665*'2.Proyecto'!$E$18","v":5.2499999999999995E-3}]
["2014-11-14T08:00:38.070","08:00:00",7617,2.6400000000000002E-4,{"$f":"D7666*'2.Proyecto'!$E$18","v":1.3200000000000002E-2}]
["2014-11-14T09:00:38.075","09:00:00",7618,4.1899999999999999E-4,{"$f":"D7667*'2.Proyecto'!$E$18","v":2.095E-2}]
["2014-11-14T10:00:38.080","10:00:00",7619,5.5400000000000002E-4,{"$f":"D7668*'2.Proyecto'!$E$18","v":2.7700000000000002E-2}]
["2014-11-14T11:00:38.085","11:00:00",7620,6.0700000000000001E-4,{"$f":"D7669*'2.Proyecto'!$E$18","v":3.0350000000000002E-2}]
["2014-11-14T12:00:38.090","12:00:00",7621,6.1799999999999995E-4,{"$f":"D7670*'2.Proyecto'!$E$18","v":3.0899999999999997E-2}]
["2014-11-14T13:00:38.095","13:00:00",7622,5.7799999999999995E-4,{"$f":"D7671*'2.Proyecto'!$E$18","v":2.8899999999999999E-2}]
["2014-11-14T14:00:38.100","14:00:00",7623,4.5600000000000003E-4,{"$f":"D7672*'2.Proyecto'!$E$18","v":2.2800000000000001E-2}]
["2014-11-14T15:00:38.105","15:00:00",7624,2.9499999999999996E-4,{"$f":"D7673*'2.Proyecto'!$E$18","v":1.4749999999999997E-2}]
["2014-11-14T16:00:38.110","16:00:00",7625,1.15E-4,{"$f":"D7674*'2.Proyecto'!$E$18","v":5.7499999999999999E-3}]
["2014-11-14T17:00:38.115","17:00:00",7626,1.9999999999999999E-6,{"$f":"D7675*'2.Proyecto'!$E$18","v":9.9999999999999991E-5}]
["2014-11-14T18:00:38.120","18:00:00",7627,0,{"$f":"D7676*'2.Proyecto'!$E$18","v":0}]
["2014-11-14T19:00:38.125","19:00:00",7628,0,{"$f":"D7677*'2.Proyecto'!$E$18","v":0}]
["2014-11-14T20:00:38.130","20:00:00",7629,0,{"$f":"D7678*'2.Proyecto'!$E$18","v":0}]
["2014-11-14T21:00:38.135","21:00:00",7630,0,{"$f":"D7679*'2.Proyecto'!$E$18","v":0}]
["2014-11-14T22:00:38.140","22:00:00",7631,0,{"$f":"D7680*'2.Proyecto'!$E$18","v":0}]
["2014-11-14T23:00:38.145","23:00:00",7632,0,{"$f":"D7681*'2.Proyecto'!$E$18","v":0}]
["2014-11-15T00:00:38.150","00:00:00",7633,0,{"$f":"D7682*'2.Proyecto'!$E$18","v":0}]
["2014-11-15T01:00:38.155","01:00:00",7634,0,{"$f":"D7683*'2.Proyecto'!$E$18","v":0}]
["2014-11-15T02:00:38.160","02:00:00",7635,0,{"$f":"D7684*'2.Proyecto'!$E$18","v":0}]
["2014-11-15T03:00:38.165","03:00:00",7636,0,{"$f":"D7685*'2.Proyecto'!$E$18","v":0}]
["2014-11-15T04:00:38.170","04:00:00",7637,0,{"$f":"D7686*'2.Proyecto'!$E$18","v":0}]
["2014-11-15T05:00:38.175","05:00:00",7638,0,{"$f":"D7687*'2.Proyecto'!$E$18","v":0}]
["2014-11-15T06:00:38.180","06:00:00",7639,8.9999999999999985E-6,{"$f":"D7688*'2.Proyecto'!$E$18","v":4.4999999999999993E-4}]
["2014-11-15T07:00:38.185","07:00:00",7640,1.8599999999999999E-4,{"$f":"D7689*'2.Proyecto'!$E$18","v":9.2999999999999992E-3}]
["2014-11-15T08:00:38.190","08:00:00",7641,3.8500000000000003E-4,{"$f":"D7690*'2.Proyecto'!$E$18","v":1.9250000000000003E-2}]
["2014-11-15T09:00:38.195","09:00:00",7642,5.2700000000000002E-4,{"$f":"D7691*'2.Proyecto'!$E$18","v":2.6350000000000002E-2}]
["2014-11-15T10:00:38.200","10:00:00",7643,6.1200000000000002E-4,{"$f":"D7692*'2.Proyecto'!$E$18","v":3.0600000000000002E-2}]
["2014-11-15T11:00:38.205","11:00:00",7644,6.4800000000000003E-4,{"$f":"D7693*'2.Proyecto'!$E$18","v":3.2399999999999998E-2}]
["2014-11-15T12:00:38.210","12:00:00",7645,6.4800000000000003E-4,{"$f":"D7694*'2.Proyecto'!$E$18","v":3.2399999999999998E-2}]
["2014-11-15T13:00:38.215","13:00:00",7646,6.0800000000000003E-4,{"$f":"D7695*'2.Proyecto'!$E$18","v":3.0400000000000003E-2}]
["2014-11-15T14:00:38.220","14:00:00",7647,5.2599999999999999E-4,{"$f":"D7696*'2.Proyecto'!$E$18","v":2.63E-2}]
["2014-11-15T15:00:38.225","15:00:00",7648,2.9099999999999997E-4,{"$f":"D7697*'2.Proyecto'!$E$18","v":1.4549999999999999E-2}]
["2014-11-15T16:00:38.230","16:00:00",7649,1.4399999999999998E-4,{"$f":"D7698*'2.Proyecto'!$E$18","v":7.1999999999999989E-3}]
["2014-11-15T17:00:38.235","17:00:00",7650,3.9999999999999998E-6,{"$f":"D7699*'2.Proyecto'!$E$18","v":1.9999999999999998E-4}]
["2014-11-15T18:00:38.240","18:00:00",7651,0,{"$f":"D7700*'2.Proyecto'!$E$18","v":0}]
["2014-11-15T19:00:38.245","19:00:00",7652,0,{"$f":"D7701*'2.Proyecto'!$E$18","v":0}]
["2014-11-15T20:00:38.250","20:00:00",7653,0,{"$f":"D7702*'2.Proyecto'!$E$18","v":0}]
["2014-11-15T21:00:38.255","21:00:00",7654,0,{"$f":"D7703*'2.Proyecto'!$E$18","v":0}]
["2014-11-15T22:00:38.260","22:00:00",7655,0,{"$f":"D7704*'2.Proyecto'!$E$18","v":0}]
["2014-11-15T23:00:38.265","23:00:00",7656,0,{"$f":"D7705*'2.Proyecto'!$E$18","v":0}]
["2014-11-16T00:00:38.270","00:00:00",7657,0,{"$f":"D7706*'2.Proyecto'!$E$18","v":0}]
["2014-11-16T01:00:38.275","01:00:00",7658,0,{"$f":"D7707*'2.Proyecto'!$E$18","v":0}]
["2014-11-16T02:00:38.280","02:00:00",7659,0,{"$f":"D7708*'2.Proyecto'!$E$18","v":0}]
["2014-11-16T03:00:38.285","03:00:00",7660,0,{"$f":"D7709*'2.Proyecto'!$E$18","v":0}]
["2014-11-16T04:00:38.290","04:00:00",7661,0,{"$f":"D7710*'2.Proyecto'!$E$18","v":0}]
["2014-11-16T05:00:38.295","05:00:00",7662,0,{"$f":"D7711*'2.Proyecto'!$E$18","v":0}]
["2014-11-16T06:00:38.300","06:00:00",7663,6.0000000000000002E-6,{"$f":"D7712*'2.Proyecto'!$E$18","v":3.0000000000000003E-4}]
["2014-11-16T07:00:38.305","07:00:00",7664,1.0399999999999999E-4,{"$f":"D7713*'2.Proyecto'!$E$18","v":5.1999999999999998E-3}]
["2014-11-16T08:00:38.310","08:00:00",7665,2.3999999999999998E-4,{"$f":"D7714*'2.Proyecto'!$E$18","v":1.1999999999999999E-2}]
["2014-11-16T09:00:38.315","09:00:00",7666,3.5999999999999997E-4,{"$f":"D7715*'2.Proyecto'!$E$18","v":1.7999999999999999E-2}]
["2014-11-16T10:00:38.320","10:00:00",7667,4.2999999999999999E-4,{"$f":"D7716*'2.Proyecto'!$E$18","v":2.1499999999999998E-2}]
["2014-11-16T11:00:38.325","11:00:00",7668,4.4500000000000003E-4,{"$f":"D7717*'2.Proyecto'!$E$18","v":2.2250000000000002E-2}]
["2014-11-16T12:00:38.330","12:00:00",7669,4.3399999999999998E-4,{"$f":"D7718*'2.Proyecto'!$E$18","v":2.1700000000000001E-2}]
["2014-11-16T13:00:38.335","13:00:00",7670,4.15E-4,{"$f":"D7719*'2.Proyecto'!$E$18","v":2.0750000000000001E-2}]
["2014-11-16T14:00:38.340","14:00:00",7671,3.6400000000000001E-4,{"$f":"D7720*'2.Proyecto'!$E$18","v":1.8200000000000001E-2}]
["2014-11-16T15:00:38.345","15:00:00",7672,2.6200000000000003E-4,{"$f":"D7721*'2.Proyecto'!$E$18","v":1.3100000000000001E-2}]
["2014-11-16T16:00:38.350","16:00:00",7673,1.1E-4,{"$f":"D7722*'2.Proyecto'!$E$18","v":5.5000000000000005E-3}]
["2014-11-16T17:00:38.355","17:00:00",7674,3.0000000000000001E-6,{"$f":"D7723*'2.Proyecto'!$E$18","v":1.5000000000000001E-4}]
["2014-11-16T18:00:38.360","18:00:00",7675,0,{"$f":"D7724*'2.Proyecto'!$E$18","v":0}]
["2014-11-16T19:00:38.365","19:00:00",7676,0,{"$f":"D7725*'2.Proyecto'!$E$18","v":0}]
["2014-11-16T20:00:38.370","20:00:00",7677,0,{"$f":"D7726*'2.Proyecto'!$E$18","v":0}]
["2014-11-16T21:00:38.375","21:00:00",7678,0,{"$f":"D7727*'2.Proyecto'!$E$18","v":0}]
["2014-11-16T22:00:38.380","22:00:00",7679,0,{"$f":"D7728*'2.Proyecto'!$E$18","v":0}]
["2014-11-16T23:00:38.385","23:00:00",7680,0,{"$f":"D7729*'2.Proyecto'!$E$18","v":0}]
["2014-11-17T00:00:38.390","00:00:00",7681,0,{"$f":"D7730*'2.Proyecto'!$E$18","v":0}]
["2014-11-17T01:00:38.395","01:00:00",7682,0,{"$f":"D7731*'2.Proyecto'!$E$18","v":0}]
["2014-11-17T02:00:38.400","02:00:00",7683,0,{"$f":"D7732*'2.Proyecto'!$E$18","v":0}]
["2014-11-17T03:00:38.405","03:00:00",7684,0,{"$f":"D7733*'2.Proyecto'!$E$18","v":0}]
["2014-11-17T04:00:38.410","04:00:00",7685,0,{"$f":"D7734*'2.Proyecto'!$E$18","v":0}]
["2014-11-17T05:00:38.415","05:00:00",7686,0,{"$f":"D7735*'2.Proyecto'!$E$18","v":0}]
["2014-11-17T06:00:38.420","06:00:00",7687,8.9999999999999985E-6,{"$f":"D7736*'2.Proyecto'!$E$18","v":4.4999999999999993E-4}]
["2014-11-17T07:00:38.425","07:00:00",7688,1.7899999999999999E-4,{"$f":"D7737*'2.Proyecto'!$E$18","v":8.9499999999999996E-3}]
["2014-11-17T08:00:38.430","08:00:00",7689,3.7300000000000001E-4,{"$f":"D7738*'2.Proyecto'!$E$18","v":1.865E-2}]
["2014-11-17T09:00:38.435","09:00:00",7690,5.1599999999999997E-4,{"$f":"D7739*'2.Proyecto'!$E$18","v":2.5799999999999997E-2}]
["2014-11-17T10:00:38.440","10:00:00",7691,6.02E-4,{"$f":"D7740*'2.Proyecto'!$E$18","v":3.0099999999999998E-2}]
["2014-11-17T11:00:38.445","11:00:00",7692,6.4000000000000005E-4,{"$f":"D7741*'2.Proyecto'!$E$18","v":3.2000000000000001E-2}]
["2014-11-17T12:00:38.450","12:00:00",7693,6.2799999999999998E-4,{"$f":"D7742*'2.Proyecto'!$E$18","v":3.1399999999999997E-2}]
["2014-11-17T13:00:38.455","13:00:00",7694,5.669999999999999E-4,{"$f":"D7743*'2.Proyecto'!$E$18","v":2.8349999999999997E-2}]
["2014-11-17T14:00:38.460","14:00:00",7695,4.1599999999999997E-4,{"$f":"D7744*'2.Proyecto'!$E$18","v":2.0799999999999999E-2}]
["2014-11-17T15:00:38.465","15:00:00",7696,2.3400000000000002E-4,{"$f":"D7745*'2.Proyecto'!$E$18","v":1.17E-2}]
["2014-11-17T16:00:38.470","16:00:00",7697,7.4999999999999993E-5,{"$f":"D7746*'2.Proyecto'!$E$18","v":3.7499999999999999E-3}]
["2014-11-17T17:00:38.475","17:00:00",7698,9.9999999999999995E-7,{"$f":"D7747*'2.Proyecto'!$E$18","v":4.9999999999999996E-5}]
["2014-11-17T18:00:38.480","18:00:00",7699,0,{"$f":"D7748*'2.Proyecto'!$E$18","v":0}]
["2014-11-17T19:00:38.485","19:00:00",7700,0,{"$f":"D7749*'2.Proyecto'!$E$18","v":0}]
["2014-11-17T20:00:38.490","20:00:00",7701,0,{"$f":"D7750*'2.Proyecto'!$E$18","v":0}]
["2014-11-17T21:00:38.495","21:00:00",7702,0,{"$f":"D7751*'2.Proyecto'!$E$18","v":0}]
["2014-11-17T22:00:38.500","22:00:00",7703,0,{"$f":"D7752*'2.Proyecto'!$E$18","v":0}]
["2014-11-17T23:00:38.505","23:00:00",7704,0,{"$f":"D7753*'2.Proyecto'!$E$18","v":0}]
["2014-11-18T00:00:38.510","00:00:00",7705,0,{"$f":"D7754*'2.Proyecto'!$E$18","v":0}]
["2014-11-18T01:00:38.515","01:00:00",7706,0,{"$f":"D7755*'2.Proyecto'!$E$18","v":0}]
["2014-11-18T02:00:38.520","02:00:00",7707,0,{"$f":"D7756*'2.Proyecto'!$E$18","v":0}]
["2014-11-18T03:00:38.525","03:00:00",7708,0,{"$f":"D7757*'2.Proyecto'!$E$18","v":0}]
["2014-11-18T04:00:38.530","04:00:00",7709,0,{"$f":"D7758*'2.Proyecto'!$E$18","v":0}]
["2014-11-18T05:00:38.535","05:00:00",7710,0,{"$f":"D7759*'2.Proyecto'!$E$18","v":0}]
["2014-11-18T06:00:38.540","06:00:00",7711,9.9999999999999995E-7,{"$f":"D7760*'2.Proyecto'!$E$18","v":4.9999999999999996E-5}]
["2014-11-18T07:00:38.545","07:00:00",7712,6.3E-5,{"$f":"D7761*'2.Proyecto'!$E$18","v":3.15E-3}]
["2014-11-18T08:00:38.550","08:00:00",7713,1.46E-4,{"$f":"D7762*'2.Proyecto'!$E$18","v":7.3000000000000001E-3}]
["2014-11-18T09:00:38.555","09:00:00",7714,2.3499999999999999E-4,{"$f":"D7763*'2.Proyecto'!$E$18","v":1.175E-2}]
["2014-11-18T10:00:38.560","10:00:00",7715,3.1100000000000002E-4,{"$f":"D7764*'2.Proyecto'!$E$18","v":1.5550000000000001E-2}]
["2014-11-18T11:00:38.565","11:00:00",7716,3.4899999999999997E-4,{"$f":"D7765*'2.Proyecto'!$E$18","v":1.745E-2}]
["2014-11-18T12:00:38.570","12:00:00",7717,3.5E-4,{"$f":"D7766*'2.Proyecto'!$E$18","v":1.7499999999999998E-2}]
["2014-11-18T13:00:38.575","13:00:00",7718,3.1500000000000001E-4,{"$f":"D7767*'2.Proyecto'!$E$18","v":1.575E-2}]
["2014-11-18T14:00:38.580","14:00:00",7719,2.43E-4,{"$f":"D7768*'2.Proyecto'!$E$18","v":1.2149999999999999E-2}]
["2014-11-18T15:00:38.585","15:00:00",7720,1.46E-4,{"$f":"D7769*'2.Proyecto'!$E$18","v":7.3000000000000001E-3}]
["2014-11-18T16:00:38.590","16:00:00",7721,5.0000000000000002E-5,{"$f":"D7770*'2.Proyecto'!$E$18","v":2.5000000000000001E-3}]
["2014-11-18T17:00:38.595","17:00:00",7722,0,{"$f":"D7771*'2.Proyecto'!$E$18","v":0}]
["2014-11-18T18:00:38.600","18:00:00",7723,0,{"$f":"D7772*'2.Proyecto'!$E$18","v":0}]
["2014-11-18T19:00:38.605","19:00:00",7724,0,{"$f":"D7773*'2.Proyecto'!$E$18","v":0}]
["2014-11-18T20:00:38.610","20:00:00",7725,0,{"$f":"D7774*'2.Proyecto'!$E$18","v":0}]
["2014-11-18T21:00:38.615","21:00:00",7726,0,{"$f":"D7775*'2.Proyecto'!$E$18","v":0}]
["2014-11-18T22:00:38.620","22:00:00",7727,0,{"$f":"D7776*'2.Proyecto'!$E$18","v":0}]
["2014-11-18T23:00:38.625","23:00:00",7728,0,{"$f":"D7777*'2.Proyecto'!$E$18","v":0}]
["2014-11-19T00:00:38.630","00:00:00",7729,0,{"$f":"D7778*'2.Proyecto'!$E$18","v":0}]
["2014-11-19T01:00:38.635","01:00:00",7730,0,{"$f":"D7779*'2.Proyecto'!$E$18","v":0}]
["2014-11-19T02:00:38.640","02:00:00",7731,0,{"$f":"D7780*'2.Proyecto'!$E$18","v":0}]
["2014-11-19T03:00:38.645","03:00:00",7732,0,{"$f":"D7781*'2.Proyecto'!$E$18","v":0}]
["2014-11-19T04:00:38.650","04:00:00",7733,0,{"$f":"D7782*'2.Proyecto'!$E$18","v":0}]
["2014-11-19T05:00:38.655","05:00:00",7734,0,{"$f":"D7783*'2.Proyecto'!$E$18","v":0}]
["2014-11-19T06:00:38.660","06:00:00",7735,9.9999999999999995E-7,{"$f":"D7784*'2.Proyecto'!$E$18","v":4.9999999999999996E-5}]
["2014-11-19T07:00:38.665","07:00:00",7736,6.5000000000000008E-5,{"$f":"D7785*'2.Proyecto'!$E$18","v":3.2500000000000003E-3}]
["2014-11-19T08:00:38.670","08:00:00",7737,1.7100000000000001E-4,{"$f":"D7786*'2.Proyecto'!$E$18","v":8.5500000000000003E-3}]
["2014-11-19T09:00:38.675","09:00:00",7738,2.8899999999999998E-4,{"$f":"D7787*'2.Proyecto'!$E$18","v":1.4449999999999999E-2}]
["2014-11-19T10:00:38.680","10:00:00",7739,4.3800000000000002E-4,{"$f":"D7788*'2.Proyecto'!$E$18","v":2.1900000000000003E-2}]
["2014-11-19T11:00:38.685","11:00:00",7740,4.9600000000000002E-4,{"$f":"D7789*'2.Proyecto'!$E$18","v":2.4800000000000003E-2}]
["2014-11-19T12:00:38.690","12:00:00",7741,4.9799999999999996E-4,{"$f":"D7790*'2.Proyecto'!$E$18","v":2.4899999999999999E-2}]
["2014-11-19T13:00:38.695","13:00:00",7742,4.5100000000000001E-4,{"$f":"D7791*'2.Proyecto'!$E$18","v":2.2550000000000001E-2}]
["2014-11-19T14:00:38.700","14:00:00",7743,3.6499999999999998E-4,{"$f":"D7792*'2.Proyecto'!$E$18","v":1.8249999999999999E-2}]
["2014-11-19T15:00:38.705","15:00:00",7744,2.3599999999999999E-4,{"$f":"D7793*'2.Proyecto'!$E$18","v":1.18E-2}]
["2014-11-19T16:00:38.710","16:00:00",7745,1.03E-4,{"$f":"D7794*'2.Proyecto'!$E$18","v":5.1500000000000001E-3}]
["2014-11-19T17:00:38.715","17:00:00",7746,1.9999999999999999E-6,{"$f":"D7795*'2.Proyecto'!$E$18","v":9.9999999999999991E-5}]
["2014-11-19T18:00:38.720","18:00:00",7747,0,{"$f":"D7796*'2.Proyecto'!$E$18","v":0}]
["2014-11-19T19:00:38.725","19:00:00",7748,0,{"$f":"D7797*'2.Proyecto'!$E$18","v":0}]
["2014-11-19T20:00:38.730","20:00:00",7749,0,{"$f":"D7798*'2.Proyecto'!$E$18","v":0}]
["2014-11-19T21:00:38.735","21:00:00",7750,0,{"$f":"D7799*'2.Proyecto'!$E$18","v":0}]
["2014-11-19T22:00:38.740","22:00:00",7751,0,{"$f":"D7800*'2.Proyecto'!$E$18","v":0}]
["2014-11-19T23:00:38.745","23:00:00",7752,0,{"$f":"D7801*'2.Proyecto'!$E$18","v":0}]
["2014-11-20T00:00:38.750","00:00:00",7753,0,{"$f":"D7802*'2.Proyecto'!$E$18","v":0}]
["2014-11-20T01:00:38.755","01:00:00",7754,0,{"$f":"D7803*'2.Proyecto'!$E$18","v":0}]
["2014-11-20T02:00:38.760","02:00:00",7755,0,{"$f":"D7804*'2.Proyecto'!$E$18","v":0}]
["2014-11-20T03:00:38.765","03:00:00",7756,0,{"$f":"D7805*'2.Proyecto'!$E$18","v":0}]
["2014-11-20T04:00:38.770","04:00:00",7757,0,{"$f":"D7806*'2.Proyecto'!$E$18","v":0}]
["2014-11-20T05:00:38.775","05:00:00",7758,0,{"$f":"D7807*'2.Proyecto'!$E$18","v":0}]
["2014-11-20T06:00:38.780","06:00:00",7759,6.0000000000000002E-6,{"$f":"D7808*'2.Proyecto'!$E$18","v":3.0000000000000003E-4}]
["2014-11-20T07:00:38.785","07:00:00",7760,1.7299999999999998E-4,{"$f":"D7809*'2.Proyecto'!$E$18","v":8.649999999999998E-3}]
["2014-11-20T08:00:38.790","08:00:00",7761,3.8400000000000001E-4,{"$f":"D7810*'2.Proyecto'!$E$18","v":1.9200000000000002E-2}]
["2014-11-20T09:00:38.795","09:00:00",7762,5.3700000000000004E-4,{"$f":"D7811*'2.Proyecto'!$E$18","v":2.6850000000000002E-2}]
["2014-11-20T10:00:38.800","10:00:00",7763,6.3699999999999998E-4,{"$f":"D7812*'2.Proyecto'!$E$18","v":3.1849999999999996E-2}]
["2014-11-20T11:00:38.805","11:00:00",7764,6.38E-4,{"$f":"D7813*'2.Proyecto'!$E$18","v":3.1899999999999998E-2}]
["2014-11-20T12:00:38.810","12:00:00",7765,6.1299999999999994E-4,{"$f":"D7814*'2.Proyecto'!$E$18","v":3.0649999999999997E-2}]
["2014-11-20T13:00:38.815","13:00:00",7766,5.8099999999999992E-4,{"$f":"D7815*'2.Proyecto'!$E$18","v":2.9049999999999996E-2}]
["2014-11-20T14:00:38.820","14:00:00",7767,4.6000000000000001E-4,{"$f":"D7816*'2.Proyecto'!$E$18","v":2.3E-2}]
["2014-11-20T15:00:38.825","15:00:00",7768,2.9399999999999999E-4,{"$f":"D7817*'2.Proyecto'!$E$18","v":1.47E-2}]
["2014-11-20T16:00:38.830","16:00:00",7769,1.45E-4,{"$f":"D7818*'2.Proyecto'!$E$18","v":7.2500000000000004E-3}]
["2014-11-20T17:00:38.835","17:00:00",7770,3.9999999999999998E-6,{"$f":"D7819*'2.Proyecto'!$E$18","v":1.9999999999999998E-4}]
["2014-11-20T18:00:38.840","18:00:00",7771,0,{"$f":"D7820*'2.Proyecto'!$E$18","v":0}]
["2014-11-20T19:00:38.845","19:00:00",7772,0,{"$f":"D7821*'2.Proyecto'!$E$18","v":0}]
["2014-11-20T20:00:38.850","20:00:00",7773,0,{"$f":"D7822*'2.Proyecto'!$E$18","v":0}]
["2014-11-20T21:00:38.855","21:00:00",7774,0,{"$f":"D7823*'2.Proyecto'!$E$18","v":0}]
["2014-11-20T22:00:38.860","22:00:00",7775,0,{"$f":"D7824*'2.Proyecto'!$E$18","v":0}]
["2014-11-20T23:00:38.865","23:00:00",7776,0,{"$f":"D7825*'2.Proyecto'!$E$18","v":0}]
["2014-11-21T00:00:38.870","00:00:00",7777,0,{"$f":"D7826*'2.Proyecto'!$E$18","v":0}]
["2014-11-21T01:00:38.875","01:00:00",7778,0,{"$f":"D7827*'2.Proyecto'!$E$18","v":0}]
["2014-11-21T02:00:38.880","02:00:00",7779,0,{"$f":"D7828*'2.Proyecto'!$E$18","v":0}]
["2014-11-21T03:00:38.885","03:00:00",7780,0,{"$f":"D7829*'2.Proyecto'!$E$18","v":0}]
["2014-11-21T04:00:38.890","04:00:00",7781,0,{"$f":"D7830*'2.Proyecto'!$E$18","v":0}]
["2014-11-21T05:00:38.895","05:00:00",7782,0,{"$f":"D7831*'2.Proyecto'!$E$18","v":0}]
["2014-11-21T06:00:38.900","06:00:00",7783,6.9999999999999999E-6,{"$f":"D7832*'2.Proyecto'!$E$18","v":3.5E-4}]
["2014-11-21T07:00:38.905","07:00:00",7784,1.7299999999999998E-4,{"$f":"D7833*'2.Proyecto'!$E$18","v":8.649999999999998E-3}]
["2014-11-21T08:00:38.910","08:00:00",7785,3.8000000000000002E-4,{"$f":"D7834*'2.Proyecto'!$E$18","v":1.9E-2}]
["2014-11-21T09:00:38.915","09:00:00",7786,5.2599999999999999E-4,{"$f":"D7835*'2.Proyecto'!$E$18","v":2.63E-2}]
["2014-11-21T10:00:38.920","10:00:00",7787,6.1499999999999999E-4,{"$f":"D7836*'2.Proyecto'!$E$18","v":3.075E-2}]
["2014-11-21T11:00:38.925","11:00:00",7788,6.5200000000000002E-4,{"$f":"D7837*'2.Proyecto'!$E$18","v":3.2600000000000004E-2}]
["2014-11-21T12:00:38.930","12:00:00",7789,6.5200000000000002E-4,{"$f":"D7838*'2.Proyecto'!$E$18","v":3.2600000000000004E-2}]
["2014-11-21T13:00:38.935","13:00:00",7790,6.0499999999999996E-4,{"$f":"D7839*'2.Proyecto'!$E$18","v":3.0249999999999999E-2}]
["2014-11-21T14:00:38.940","14:00:00",7791,5.0199999999999995E-4,{"$f":"D7840*'2.Proyecto'!$E$18","v":2.5099999999999997E-2}]
["2014-11-21T15:00:38.945","15:00:00",7792,2.9599999999999998E-4,{"$f":"D7841*'2.Proyecto'!$E$18","v":1.4799999999999999E-2}]
["2014-11-21T16:00:38.950","16:00:00",7793,1.4899999999999999E-4,{"$f":"D7842*'2.Proyecto'!$E$18","v":7.4499999999999992E-3}]
["2014-11-21T17:00:38.955","17:00:00",7794,3.0000000000000001E-6,{"$f":"D7843*'2.Proyecto'!$E$18","v":1.5000000000000001E-4}]
["2014-11-21T18:00:38.960","18:00:00",7795,0,{"$f":"D7844*'2.Proyecto'!$E$18","v":0}]
["2014-11-21T19:00:38.965","19:00:00",7796,0,{"$f":"D7845*'2.Proyecto'!$E$18","v":0}]
["2014-11-21T20:00:38.970","20:00:00",7797,0,{"$f":"D7846*'2.Proyecto'!$E$18","v":0}]
["2014-11-21T21:00:38.975","21:00:00",7798,0,{"$f":"D7847*'2.Proyecto'!$E$18","v":0}]
["2014-11-21T22:00:38.980","22:00:00",7799,0,{"$f":"D7848*'2.Proyecto'!$E$18","v":0}]
["2014-11-21T23:00:38.985","23:00:00",7800,0,{"$f":"D7849*'2.Proyecto'!$E$18","v":0}]
["2014-11-22T00:00:38.990","00:00:00",7801,0,{"$f":"D7850*'2.Proyecto'!$E$18","v":0}]
["2014-11-22T01:00:38.995","01:00:00",7802,0,{"$f":"D7851*'2.Proyecto'!$E$18","v":0}]
["2014-11-22T02:00:39","02:00:00",7803,0,{"$f":"D7852*'2.Proyecto'!$E$18","v":0}]
["2014-11-22T03:00:39.005","03:00:00",7804,0,{"$f":"D7853*'2.Proyecto'!$E$18","v":0}]
["2014-11-22T04:00:39.010","04:00:00",7805,0,{"$f":"D7854*'2.Proyecto'!$E$18","v":0}]
["2014-11-22T05:00:39.015","05:00:00",7806,0,{"$f":"D7855*'2.Proyecto'!$E$18","v":0}]
["2014-11-22T06:00:39.020","06:00:00",7807,6.0000000000000002E-6,{"$f":"D7856*'2.Proyecto'!$E$18","v":3.0000000000000003E-4}]
["2014-11-22T07:00:39.025","07:00:00",7808,1.5799999999999999E-4,{"$f":"D7857*'2.Proyecto'!$E$18","v":7.899999999999999E-3}]
["2014-11-22T08:00:39.030","08:00:00",7809,3.6299999999999999E-4,{"$f":"D7858*'2.Proyecto'!$E$18","v":1.8149999999999999E-2}]
["2014-11-22T09:00:39.035","09:00:00",7810,5.2300000000000003E-4,{"$f":"D7859*'2.Proyecto'!$E$18","v":2.615E-2}]
["2014-11-22T10:00:39.040","10:00:00",7811,6.1799999999999995E-4,{"$f":"D7860*'2.Proyecto'!$E$18","v":3.0899999999999997E-2}]
["2014-11-22T11:00:39.045","11:00:00",7812,6.6300000000000007E-4,{"$f":"D7861*'2.Proyecto'!$E$18","v":3.3150000000000006E-2}]
["2014-11-22T12:00:39.050","12:00:00",7813,6.5900000000000008E-4,{"$f":"D7862*'2.Proyecto'!$E$18","v":3.2950000000000007E-2}]
["2014-11-22T13:00:39.055","13:00:00",7814,5.9400000000000002E-4,{"$f":"D7863*'2.Proyecto'!$E$18","v":2.9700000000000001E-2}]
["2014-11-22T14:00:39.060","14:00:00",7815,4.9899999999999999E-4,{"$f":"D7864*'2.Proyecto'!$E$18","v":2.495E-2}]
["2014-11-22T15:00:39.065","15:00:00",7816,3.5599999999999998E-4,{"$f":"D7865*'2.Proyecto'!$E$18","v":1.78E-2}]
["2014-11-22T16:00:39.070","16:00:00",7817,1.27E-4,{"$f":"D7866*'2.Proyecto'!$E$18","v":6.3499999999999997E-3}]
["2014-11-22T17:00:39.075","17:00:00",7818,3.0000000000000001E-6,{"$f":"D7867*'2.Proyecto'!$E$18","v":1.5000000000000001E-4}]
["2014-11-22T18:00:39.080","18:00:00",7819,0,{"$f":"D7868*'2.Proyecto'!$E$18","v":0}]
["2014-11-22T19:00:39.085","19:00:00",7820,0,{"$f":"D7869*'2.Proyecto'!$E$18","v":0}]
["2014-11-22T20:00:39.090","20:00:00",7821,0,{"$f":"D7870*'2.Proyecto'!$E$18","v":0}]
["2014-11-22T21:00:39.095","21:00:00",7822,0,{"$f":"D7871*'2.Proyecto'!$E$18","v":0}]
["2014-11-22T22:00:39.100","22:00:00",7823,0,{"$f":"D7872*'2.Proyecto'!$E$18","v":0}]
["2014-11-22T23:00:39.105","23:00:00",7824,0,{"$f":"D7873*'2.Proyecto'!$E$18","v":0}]
["2014-11-23T00:00:39.110","00:00:00",7825,0,{"$f":"D7874*'2.Proyecto'!$E$18","v":0}]
["2014-11-23T01:00:39.115","01:00:00",7826,0,{"$f":"D7875*'2.Proyecto'!$E$18","v":0}]
["2014-11-23T02:00:39.120","02:00:00",7827,0,{"$f":"D7876*'2.Proyecto'!$E$18","v":0}]
["2014-11-23T03:00:39.125","03:00:00",7828,0,{"$f":"D7877*'2.Proyecto'!$E$18","v":0}]
["2014-11-23T04:00:39.130","04:00:00",7829,0,{"$f":"D7878*'2.Proyecto'!$E$18","v":0}]
["2014-11-23T05:00:39.135","05:00:00",7830,0,{"$f":"D7879*'2.Proyecto'!$E$18","v":0}]
["2014-11-23T06:00:39.140","06:00:00",7831,7.9999999999999996E-6,{"$f":"D7880*'2.Proyecto'!$E$18","v":3.9999999999999996E-4}]
["2014-11-23T07:00:39.145","07:00:00",7832,1.9000000000000001E-4,{"$f":"D7881*'2.Proyecto'!$E$18","v":9.4999999999999998E-3}]
["2014-11-23T08:00:39.150","08:00:00",7833,3.9300000000000001E-4,{"$f":"D7882*'2.Proyecto'!$E$18","v":1.9650000000000001E-2}]
["2014-11-23T09:00:39.155","09:00:00",7834,5.3899999999999998E-4,{"$f":"D7883*'2.Proyecto'!$E$18","v":2.6949999999999998E-2}]
["2014-11-23T10:00:39.160","10:00:00",7835,6.2600000000000004E-4,{"$f":"D7884*'2.Proyecto'!$E$18","v":3.1300000000000001E-2}]
["2014-11-23T11:00:39.165","11:00:00",7836,6.5200000000000002E-4,{"$f":"D7885*'2.Proyecto'!$E$18","v":3.2600000000000004E-2}]
["2014-11-23T12:00:39.170","12:00:00",7837,6.38E-4,{"$f":"D7886*'2.Proyecto'!$E$18","v":3.1899999999999998E-2}]
["2014-11-23T13:00:39.175","13:00:00",7838,5.7799999999999995E-4,{"$f":"D7887*'2.Proyecto'!$E$18","v":2.8899999999999999E-2}]
["2014-11-23T14:00:39.180","14:00:00",7839,4.6300000000000003E-4,{"$f":"D7888*'2.Proyecto'!$E$18","v":2.315E-2}]
["2014-11-23T15:00:39.185","15:00:00",7840,3.21E-4,{"$f":"D7889*'2.Proyecto'!$E$18","v":1.6049999999999998E-2}]
["2014-11-23T16:00:39.190","16:00:00",7841,1.45E-4,{"$f":"D7890*'2.Proyecto'!$E$18","v":7.2500000000000004E-3}]
["2014-11-23T17:00:39.195","17:00:00",7842,3.0000000000000001E-6,{"$f":"D7891*'2.Proyecto'!$E$18","v":1.5000000000000001E-4}]
["2014-11-23T18:00:39.200","18:00:00",7843,0,{"$f":"D7892*'2.Proyecto'!$E$18","v":0}]
["2014-11-23T19:00:39.205","19:00:00",7844,0,{"$f":"D7893*'2.Proyecto'!$E$18","v":0}]
["2014-11-23T20:00:39.210","20:00:00",7845,0,{"$f":"D7894*'2.Proyecto'!$E$18","v":0}]
["2014-11-23T21:00:39.215","21:00:00",7846,0,{"$f":"D7895*'2.Proyecto'!$E$18","v":0}]
["2014-11-23T22:00:39.220","22:00:00",7847,0,{"$f":"D7896*'2.Proyecto'!$E$18","v":0}]
["2014-11-23T23:00:39.225","23:00:00",7848,0,{"$f":"D7897*'2.Proyecto'!$E$18","v":0}]
["2014-11-24T00:00:39.230","00:00:00",7849,0,{"$f":"D7898*'2.Proyecto'!$E$18","v":0}]
["2014-11-24T01:00:39.235","01:00:00",7850,0,{"$f":"D7899*'2.Proyecto'!$E$18","v":0}]
["2014-11-24T02:00:39.240","02:00:00",7851,0,{"$f":"D7900*'2.Proyecto'!$E$18","v":0}]
["2014-11-24T03:00:39.245","03:00:00",7852,0,{"$f":"D7901*'2.Proyecto'!$E$18","v":0}]
["2014-11-24T04:00:39.250","04:00:00",7853,0,{"$f":"D7902*'2.Proyecto'!$E$18","v":0}]
["2014-11-24T05:00:39.255","05:00:00",7854,0,{"$f":"D7903*'2.Proyecto'!$E$18","v":0}]
["2014-11-24T06:00:39.260","06:00:00",7855,7.9999999999999996E-6,{"$f":"D7904*'2.Proyecto'!$E$18","v":3.9999999999999996E-4}]
["2014-11-24T07:00:39.265","07:00:00",7856,1.92E-4,{"$f":"D7905*'2.Proyecto'!$E$18","v":9.6000000000000009E-3}]
["2014-11-24T08:00:39.270","08:00:00",7857,3.97E-4,{"$f":"D7906*'2.Proyecto'!$E$18","v":1.985E-2}]
["2014-11-24T09:00:39.275","09:00:00",7858,5.44E-4,{"$f":"D7907*'2.Proyecto'!$E$18","v":2.7199999999999998E-2}]
["2014-11-24T10:00:39.280","10:00:00",7859,6.3600000000000006E-4,{"$f":"D7908*'2.Proyecto'!$E$18","v":3.1800000000000002E-2}]
["2014-11-24T11:00:39.285","11:00:00",7860,6.7700000000000008E-4,{"$f":"D7909*'2.Proyecto'!$E$18","v":3.3850000000000005E-2}]
["2014-11-24T12:00:39.290","12:00:00",7861,6.69E-4,{"$f":"D7910*'2.Proyecto'!$E$18","v":3.3450000000000001E-2}]
["2014-11-24T13:00:39.295","13:00:00",7862,6.1700000000000004E-4,{"$f":"D7911*'2.Proyecto'!$E$18","v":3.0850000000000002E-2}]
["2014-11-24T14:00:39.300","14:00:00",7863,5.1800000000000001E-4,{"$f":"D7912*'2.Proyecto'!$E$18","v":2.5899999999999999E-2}]
["2014-11-24T15:00:39.305","15:00:00",7864,3.79E-4,{"$f":"D7913*'2.Proyecto'!$E$18","v":1.8950000000000002E-2}]
["2014-11-24T16:00:39.310","16:00:00",7865,1.7299999999999998E-4,{"$f":"D7914*'2.Proyecto'!$E$18","v":8.649999999999998E-3}]
["2014-11-24T17:00:39.315","17:00:00",7866,1.9999999999999999E-6,{"$f":"D7915*'2.Proyecto'!$E$18","v":9.9999999999999991E-5}]
["2014-11-24T18:00:39.320","18:00:00",7867,0,{"$f":"D7916*'2.Proyecto'!$E$18","v":0}]
["2014-11-24T19:00:39.325","19:00:00",7868,0,{"$f":"D7917*'2.Proyecto'!$E$18","v":0}]
["2014-11-24T20:00:39.330","20:00:00",7869,0,{"$f":"D7918*'2.Proyecto'!$E$18","v":0}]
["2014-11-24T21:00:39.335","21:00:00",7870,0,{"$f":"D7919*'2.Proyecto'!$E$18","v":0}]
["2014-11-24T22:00:39.340","22:00:00",7871,0,{"$f":"D7920*'2.Proyecto'!$E$18","v":0}]
["2014-11-24T23:00:39.345","23:00:00",7872,0,{"$f":"D7921*'2.Proyecto'!$E$18","v":0}]
["2014-11-25T00:00:39.350","00:00:00",7873,0,{"$f":"D7922*'2.Proyecto'!$E$18","v":0}]
["2014-11-25T01:00:39.355","01:00:00",7874,0,{"$f":"D7923*'2.Proyecto'!$E$18","v":0}]
["2014-11-25T02:00:39.360","02:00:00",7875,0,{"$f":"D7924*'2.Proyecto'!$E$18","v":0}]
["2014-11-25T03:00:39.365","03:00:00",7876,0,{"$f":"D7925*'2.Proyecto'!$E$18","v":0}]
["2014-11-25T04:00:39.370","04:00:00",7877,0,{"$f":"D7926*'2.Proyecto'!$E$18","v":0}]
["2014-11-25T05:00:39.375","05:00:00",7878,0,{"$f":"D7927*'2.Proyecto'!$E$18","v":0}]
["2014-11-25T06:00:39.380","06:00:00",7879,3.0000000000000001E-6,{"$f":"D7928*'2.Proyecto'!$E$18","v":1.5000000000000001E-4}]
["2014-11-25T07:00:39.385","07:00:00",7880,1.1E-4,{"$f":"D7929*'2.Proyecto'!$E$18","v":5.5000000000000005E-3}]
["2014-11-25T08:00:39.390","08:00:00",7881,2.92E-4,{"$f":"D7930*'2.Proyecto'!$E$18","v":1.46E-2}]
["2014-11-25T09:00:39.395","09:00:00",7882,4.5400000000000003E-4,{"$f":"D7931*'2.Proyecto'!$E$18","v":2.2700000000000001E-2}]
["2014-11-25T10:00:39.400","10:00:00",7883,5.6000000000000006E-4,{"$f":"D7932*'2.Proyecto'!$E$18","v":2.8000000000000004E-2}]
["2014-11-25T11:00:39.405","11:00:00",7884,6.1899999999999998E-4,{"$f":"D7933*'2.Proyecto'!$E$18","v":3.0949999999999998E-2}]
["2014-11-25T12:00:39.410","12:00:00",7885,6.1700000000000004E-4,{"$f":"D7934*'2.Proyecto'!$E$18","v":3.0850000000000002E-2}]
["2014-11-25T13:00:39.415","13:00:00",7886,5.4800000000000009E-4,{"$f":"D7935*'2.Proyecto'!$E$18","v":2.7400000000000004E-2}]
["2014-11-25T14:00:39.420","14:00:00",7887,3.6699999999999998E-4,{"$f":"D7936*'2.Proyecto'!$E$18","v":1.8349999999999998E-2}]
["2014-11-25T15:00:39.425","15:00:00",7888,1.5799999999999999E-4,{"$f":"D7937*'2.Proyecto'!$E$18","v":7.899999999999999E-3}]
["2014-11-25T16:00:39.430","16:00:00",7889,6.7000000000000002E-5,{"$f":"D7938*'2.Proyecto'!$E$18","v":3.3500000000000001E-3}]
["2014-11-25T17:00:39.435","17:00:00",7890,0,{"$f":"D7939*'2.Proyecto'!$E$18","v":0}]
["2014-11-25T18:00:39.440","18:00:00",7891,0,{"$f":"D7940*'2.Proyecto'!$E$18","v":0}]
["2014-11-25T19:00:39.445","19:00:00",7892,0,{"$f":"D7941*'2.Proyecto'!$E$18","v":0}]
["2014-11-25T20:00:39.450","20:00:00",7893,0,{"$f":"D7942*'2.Proyecto'!$E$18","v":0}]
["2014-11-25T21:00:39.455","21:00:00",7894,0,{"$f":"D7943*'2.Proyecto'!$E$18","v":0}]
["2014-11-25T22:00:39.460","22:00:00",7895,0,{"$f":"D7944*'2.Proyecto'!$E$18","v":0}]
["2014-11-25T23:00:39.465","23:00:00",7896,0,{"$f":"D7945*'2.Proyecto'!$E$18","v":0}]
["2014-11-26T00:00:39.470","00:00:00",7897,0,{"$f":"D7946*'2.Proyecto'!$E$18","v":0}]
["2014-11-26T01:00:39.475","01:00:00",7898,0,{"$f":"D7947*'2.Proyecto'!$E$18","v":0}]
["2014-11-26T02:00:39.480","02:00:00",7899,0,{"$f":"D7948*'2.Proyecto'!$E$18","v":0}]
["2014-11-26T03:00:39.485","03:00:00",7900,0,{"$f":"D7949*'2.Proyecto'!$E$18","v":0}]
["2014-11-26T04:00:39.490","04:00:00",7901,0,{"$f":"D7950*'2.Proyecto'!$E$18","v":0}]
["2014-11-26T05:00:39.495","05:00:00",7902,0,{"$f":"D7951*'2.Proyecto'!$E$18","v":0}]
["2014-11-26T06:00:39.500","06:00:00",7903,1.9999999999999999E-6,{"$f":"D7952*'2.Proyecto'!$E$18","v":9.9999999999999991E-5}]
["2014-11-26T07:00:39.505","07:00:00",7904,1.3200000000000001E-4,{"$f":"D7953*'2.Proyecto'!$E$18","v":6.6000000000000008E-3}]
["2014-11-26T08:00:39.510","08:00:00",7905,3.48E-4,{"$f":"D7954*'2.Proyecto'!$E$18","v":1.7399999999999999E-2}]
["2014-11-26T09:00:39.515","09:00:00",7906,5.3499999999999999E-4,{"$f":"D7955*'2.Proyecto'!$E$18","v":2.6749999999999999E-2}]
["2014-11-26T10:00:39.520","10:00:00",7907,6.4000000000000005E-4,{"$f":"D7956*'2.Proyecto'!$E$18","v":3.2000000000000001E-2}]
["2014-11-26T11:00:39.525","11:00:00",7908,6.8300000000000001E-4,{"$f":"D7957*'2.Proyecto'!$E$18","v":3.415E-2}]
["2014-11-26T12:00:39.530","12:00:00",7909,6.9099999999999999E-4,{"$f":"D7958*'2.Proyecto'!$E$18","v":3.4549999999999997E-2}]
["2014-11-26T13:00:39.535","13:00:00",7910,6.4199999999999999E-4,{"$f":"D7959*'2.Proyecto'!$E$18","v":3.2099999999999997E-2}]
["2014-11-26T14:00:39.540","14:00:00",7911,5.3700000000000004E-4,{"$f":"D7960*'2.Proyecto'!$E$18","v":2.6850000000000002E-2}]
["2014-11-26T15:00:39.545","15:00:00",7912,3.86E-4,{"$f":"D7961*'2.Proyecto'!$E$18","v":1.9300000000000001E-2}]
["2014-11-26T16:00:39.550","16:00:00",7913,1.85E-4,{"$f":"D7962*'2.Proyecto'!$E$18","v":9.2499999999999995E-3}]
["2014-11-26T17:00:39.555","17:00:00",7914,1.9999999999999999E-6,{"$f":"D7963*'2.Proyecto'!$E$18","v":9.9999999999999991E-5}]
["2014-11-26T18:00:39.560","18:00:00",7915,0,{"$f":"D7964*'2.Proyecto'!$E$18","v":0}]
["2014-11-26T19:00:39.565","19:00:00",7916,0,{"$f":"D7965*'2.Proyecto'!$E$18","v":0}]
["2014-11-26T20:00:39.570","20:00:00",7917,0,{"$f":"D7966*'2.Proyecto'!$E$18","v":0}]
["2014-11-26T21:00:39.575","21:00:00",7918,0,{"$f":"D7967*'2.Proyecto'!$E$18","v":0}]
["2014-11-26T22:00:39.580","22:00:00",7919,0,{"$f":"D7968*'2.Proyecto'!$E$18","v":0}]
["2014-11-26T23:00:39.585","23:00:00",7920,0,{"$f":"D7969*'2.Proyecto'!$E$18","v":0}]
["2014-11-27T00:00:39.590","00:00:00",7921,0,{"$f":"D7970*'2.Proyecto'!$E$18","v":0}]
["2014-11-27T01:00:39.595","01:00:00",7922,0,{"$f":"D7971*'2.Proyecto'!$E$18","v":0}]
["2014-11-27T02:00:39.600","02:00:00",7923,0,{"$f":"D7972*'2.Proyecto'!$E$18","v":0}]
["2014-11-27T03:00:39.605","03:00:00",7924,0,{"$f":"D7973*'2.Proyecto'!$E$18","v":0}]
["2014-11-27T04:00:39.610","04:00:00",7925,0,{"$f":"D7974*'2.Proyecto'!$E$18","v":0}]
["2014-11-27T05:00:39.615","05:00:00",7926,0,{"$f":"D7975*'2.Proyecto'!$E$18","v":0}]
["2014-11-27T06:00:39.620","06:00:00",7927,3.0000000000000001E-6,{"$f":"D7976*'2.Proyecto'!$E$18","v":1.5000000000000001E-4}]
["2014-11-27T07:00:39.625","07:00:00",7928,1.12E-4,{"$f":"D7977*'2.Proyecto'!$E$18","v":5.5999999999999999E-3}]
["2014-11-27T08:00:39.630","08:00:00",7929,2.8199999999999997E-4,{"$f":"D7978*'2.Proyecto'!$E$18","v":1.4099999999999998E-2}]
["2014-11-27T09:00:39.635","09:00:00",7930,4.6300000000000003E-4,{"$f":"D7979*'2.Proyecto'!$E$18","v":2.315E-2}]
["2014-11-27T10:00:39.640","10:00:00",7931,5.7799999999999995E-4,{"$f":"D7980*'2.Proyecto'!$E$18","v":2.8899999999999999E-2}]
["2014-11-27T11:00:39.645","11:00:00",7932,6.2399999999999999E-4,{"$f":"D7981*'2.Proyecto'!$E$18","v":3.1199999999999999E-2}]
["2014-11-27T12:00:39.650","12:00:00",7933,6.2799999999999998E-4,{"$f":"D7982*'2.Proyecto'!$E$18","v":3.1399999999999997E-2}]
["2014-11-27T13:00:39.655","13:00:00",7934,5.7199999999999992E-4,{"$f":"D7983*'2.Proyecto'!$E$18","v":2.8599999999999997E-2}]
["2014-11-27T14:00:39.660","14:00:00",7935,4.7199999999999998E-4,{"$f":"D7984*'2.Proyecto'!$E$18","v":2.3599999999999999E-2}]
["2014-11-27T15:00:39.665","15:00:00",7936,3.2200000000000002E-4,{"$f":"D7985*'2.Proyecto'!$E$18","v":1.61E-2}]
["2014-11-27T16:00:39.670","16:00:00",7937,1.36E-4,{"$f":"D7986*'2.Proyecto'!$E$18","v":6.7999999999999996E-3}]
["2014-11-27T17:00:39.675","17:00:00",7938,9.9999999999999995E-7,{"$f":"D7987*'2.Proyecto'!$E$18","v":4.9999999999999996E-5}]
["2014-11-27T18:00:39.680","18:00:00",7939,0,{"$f":"D7988*'2.Proyecto'!$E$18","v":0}]
["2014-11-27T19:00:39.685","19:00:00",7940,0,{"$f":"D7989*'2.Proyecto'!$E$18","v":0}]
["2014-11-27T20:00:39.690","20:00:00",7941,0,{"$f":"D7990*'2.Proyecto'!$E$18","v":0}]
["2014-11-27T21:00:39.695","21:00:00",7942,0,{"$f":"D7991*'2.Proyecto'!$E$18","v":0}]
["2014-11-27T22:00:39.700","22:00:00",7943,0,{"$f":"D7992*'2.Proyecto'!$E$18","v":0}]
["2014-11-27T23:00:39.705","23:00:00",7944,0,{"$f":"D7993*'2.Proyecto'!$E$18","v":0}]
["2014-11-28T00:00:39.710","00:00:00",7945,0,{"$f":"D7994*'2.Proyecto'!$E$18","v":0}]
["2014-11-28T01:00:39.715","01:00:00",7946,0,{"$f":"D7995*'2.Proyecto'!$E$18","v":0}]
["2014-11-28T02:00:39.720","02:00:00",7947,0,{"$f":"D7996*'2.Proyecto'!$E$18","v":0}]
["2014-11-28T03:00:39.725","03:00:00",7948,0,{"$f":"D7997*'2.Proyecto'!$E$18","v":0}]
["2014-11-28T04:00:39.730","04:00:00",7949,0,{"$f":"D7998*'2.Proyecto'!$E$18","v":0}]
["2014-11-28T05:00:39.735","05:00:00",7950,0,{"$f":"D7999*'2.Proyecto'!$E$18","v":0}]
["2014-11-28T06:00:39.740","06:00:00",7951,1.9999999999999999E-6,{"$f":"D8000*'2.Proyecto'!$E$18","v":9.9999999999999991E-5}]
["2014-11-28T07:00:39.745","07:00:00",7952,1.2799999999999999E-4,{"$f":"D8001*'2.Proyecto'!$E$18","v":6.3999999999999994E-3}]
["2014-11-28T08:00:39.750","08:00:00",7953,3.3199999999999999E-4,{"$f":"D8002*'2.Proyecto'!$E$18","v":1.66E-2}]
["2014-11-28T09:00:39.755","09:00:00",7954,5.1900000000000004E-4,{"$f":"D8003*'2.Proyecto'!$E$18","v":2.5950000000000001E-2}]
["2014-11-28T10:00:39.760","10:00:00",7955,6.0800000000000003E-4,{"$f":"D8004*'2.Proyecto'!$E$18","v":3.0400000000000003E-2}]
["2014-11-28T11:00:39.765","11:00:00",7956,6.7700000000000008E-4,{"$f":"D8005*'2.Proyecto'!$E$18","v":3.3850000000000005E-2}]
["2014-11-28T12:00:39.770","12:00:00",7957,6.6600000000000003E-4,{"$f":"D8006*'2.Proyecto'!$E$18","v":3.3300000000000003E-2}]
["2014-11-28T13:00:39.775","13:00:00",7958,5.9299999999999999E-4,{"$f":"D8007*'2.Proyecto'!$E$18","v":2.9649999999999999E-2}]
["2014-11-28T14:00:39.780","14:00:00",7959,4.6899999999999996E-4,{"$f":"D8008*'2.Proyecto'!$E$18","v":2.3449999999999999E-2}]
["2014-11-28T15:00:39.785","15:00:00",7960,2.4600000000000002E-4,{"$f":"D8009*'2.Proyecto'!$E$18","v":1.23E-2}]
["2014-11-28T16:00:39.790","16:00:00",7961,5.9999999999999995E-5,{"$f":"D8010*'2.Proyecto'!$E$18","v":2.9999999999999996E-3}]
["2014-11-28T17:00:39.795","17:00:00",7962,0,{"$f":"D8011*'2.Proyecto'!$E$18","v":0}]
["2014-11-28T18:00:39.800","18:00:00",7963,0,{"$f":"D8012*'2.Proyecto'!$E$18","v":0}]
["2014-11-28T19:00:39.805","19:00:00",7964,0,{"$f":"D8013*'2.Proyecto'!$E$18","v":0}]
["2014-11-28T20:00:39.810","20:00:00",7965,0,{"$f":"D8014*'2.Proyecto'!$E$18","v":0}]
["2014-11-28T21:00:39.815","21:00:00",7966,0,{"$f":"D8015*'2.Proyecto'!$E$18","v":0}]
["2014-11-28T22:00:39.820","22:00:00",7967,0,{"$f":"D8016*'2.Proyecto'!$E$18","v":0}]
["2014-11-28T23:00:39.825","23:00:00",7968,0,{"$f":"D8017*'2.Proyecto'!$E$18","v":0}]
["2014-11-29T00:00:39.830","00:00:00",7969,0,{"$f":"D8018*'2.Proyecto'!$E$18","v":0}]
["2014-11-29T01:00:39.835","01:00:00",7970,0,{"$f":"D8019*'2.Proyecto'!$E$18","v":0}]
["2014-11-29T02:00:39.840","02:00:00",7971,0,{"$f":"D8020*'2.Proyecto'!$E$18","v":0}]
["2014-11-29T03:00:39.845","03:00:00",7972,0,{"$f":"D8021*'2.Proyecto'!$E$18","v":0}]
["2014-11-29T04:00:39.850","04:00:00",7973,0,{"$f":"D8022*'2.Proyecto'!$E$18","v":0}]
["2014-11-29T05:00:39.855","05:00:00",7974,0,{"$f":"D8023*'2.Proyecto'!$E$18","v":0}]
["2014-11-29T06:00:39.860","06:00:00",7975,5.0000000000000004E-6,{"$f":"D8024*'2.Proyecto'!$E$18","v":2.5000000000000001E-4}]
["2014-11-29T07:00:39.865","07:00:00",7976,1.7699999999999999E-4,{"$f":"D8025*'2.Proyecto'!$E$18","v":8.8500000000000002E-3}]
["2014-11-29T08:00:39.870","08:00:00",7977,2.9999999999999997E-4,{"$f":"D8026*'2.Proyecto'!$E$18","v":1.4999999999999999E-2}]
["2014-11-29T09:00:39.875","09:00:00",7978,4.0999999999999999E-4,{"$f":"D8027*'2.Proyecto'!$E$18","v":2.0500000000000001E-2}]
["2014-11-29T10:00:39.880","10:00:00",7979,5.5900000000000004E-4,{"$f":"D8028*'2.Proyecto'!$E$18","v":2.7950000000000003E-2}]
["2014-11-29T11:00:39.885","11:00:00",7980,6.4700000000000001E-4,{"$f":"D8029*'2.Proyecto'!$E$18","v":3.2350000000000004E-2}]
["2014-11-29T12:00:39.890","12:00:00",7981,5.9199999999999997E-4,{"$f":"D8030*'2.Proyecto'!$E$18","v":2.9599999999999998E-2}]
["2014-11-29T13:00:39.895","13:00:00",7982,5.0799999999999999E-4,{"$f":"D8031*'2.Proyecto'!$E$18","v":2.5399999999999999E-2}]
["2014-11-29T14:00:39.900","14:00:00",7983,4.1899999999999999E-4,{"$f":"D8032*'2.Proyecto'!$E$18","v":2.095E-2}]
["2014-11-29T15:00:39.905","15:00:00",7984,2.63E-4,{"$f":"D8033*'2.Proyecto'!$E$18","v":1.315E-2}]
["2014-11-29T16:00:39.910","16:00:00",7985,1.1E-4,{"$f":"D8034*'2.Proyecto'!$E$18","v":5.5000000000000005E-3}]
["2014-11-29T17:00:39.915","17:00:00",7986,1.9999999999999999E-6,{"$f":"D8035*'2.Proyecto'!$E$18","v":9.9999999999999991E-5}]
["2014-11-29T18:00:39.920","18:00:00",7987,0,{"$f":"D8036*'2.Proyecto'!$E$18","v":0}]
["2014-11-29T19:00:39.925","19:00:00",7988,0,{"$f":"D8037*'2.Proyecto'!$E$18","v":0}]
["2014-11-29T20:00:39.930","20:00:00",7989,0,{"$f":"D8038*'2.Proyecto'!$E$18","v":0}]
["2014-11-29T21:00:39.935","21:00:00",7990,0,{"$f":"D8039*'2.Proyecto'!$E$18","v":0}]
["2014-11-29T22:00:39.940","22:00:00",7991,0,{"$f":"D8040*'2.Proyecto'!$E$18","v":0}]
["2014-11-29T23:00:39.945","23:00:00",7992,0,{"$f":"D8041*'2.Proyecto'!$E$18","v":0}]
["2014-11-30T00:00:39.950","00:00:00",7993,0,{"$f":"D8042*'2.Proyecto'!$E$18","v":0}]
["2014-11-30T01:00:39.955","01:00:00",7994,0,{"$f":"D8043*'2.Proyecto'!$E$18","v":0}]
["2014-11-30T02:00:39.960","02:00:00",7995,0,{"$f":"D8044*'2.Proyecto'!$E$18","v":0}]
["2014-11-30T03:00:39.965","03:00:00",7996,0,{"$f":"D8045*'2.Proyecto'!$E$18","v":0}]
["2014-11-30T04:00:39.970","04:00:00",7997,0,{"$f":"D8046*'2.Proyecto'!$E$18","v":0}]
["2014-11-30T05:00:39.975","05:00:00",7998,0,{"$f":"D8047*'2.Proyecto'!$E$18","v":0}]
["2014-11-30T06:00:39.980","06:00:00",7999,1.9999999999999999E-6,{"$f":"D8048*'2.Proyecto'!$E$18","v":9.9999999999999991E-5}]
["2014-11-30T07:00:39.985","07:00:00",8000,1.4999999999999999E-4,{"$f":"D8049*'2.Proyecto'!$E$18","v":7.4999999999999997E-3}]
["2014-11-30T08:00:39.990","08:00:00",8001,3.8000000000000002E-4,{"$f":"D8050*'2.Proyecto'!$E$18","v":1.9E-2}]
["2014-11-30T09:00:39.995","09:00:00",8002,5.0799999999999999E-4,{"$f":"D8051*'2.Proyecto'!$E$18","v":2.5399999999999999E-2}]
["2014-11-30T10:00:40","10:00:00",8003,5.7899999999999998E-4,{"$f":"D8052*'2.Proyecto'!$E$18","v":2.895E-2}]
["2014-11-30T11:00:40.005","11:00:00",8004,6.29E-4,{"$f":"D8053*'2.Proyecto'!$E$18","v":3.1449999999999999E-2}]
["2014-11-30T12:00:40.010","12:00:00",8005,6.4099999999999997E-4,{"$f":"D8054*'2.Proyecto'!$E$18","v":3.2049999999999995E-2}]
["2014-11-30T13:00:40.015","13:00:00",8006,6.1899999999999998E-4,{"$f":"D8055*'2.Proyecto'!$E$18","v":3.0949999999999998E-2}]
["2014-11-30T14:00:40.020","14:00:00",8007,5.3800000000000007E-4,{"$f":"D8056*'2.Proyecto'!$E$18","v":2.6900000000000004E-2}]
["2014-11-30T15:00:40.025","15:00:00",8008,3.8099999999999999E-4,{"$f":"D8057*'2.Proyecto'!$E$18","v":1.9050000000000001E-2}]
["2014-11-30T16:00:40.030","16:00:00",8009,1.34E-4,{"$f":"D8058*'2.Proyecto'!$E$18","v":6.7000000000000002E-3}]
["2014-11-30T17:00:40.035","17:00:00",8010,9.9999999999999995E-7,{"$f":"D8059*'2.Proyecto'!$E$18","v":4.9999999999999996E-5}]
["2014-11-30T18:00:40.040","18:00:00",8011,0,{"$f":"D8060*'2.Proyecto'!$E$18","v":0}]
["2014-11-30T19:00:40.045","19:00:00",8012,0,{"$f":"D8061*'2.Proyecto'!$E$18","v":0}]
["2014-11-30T20:00:40.050","20:00:00",8013,0,{"$f":"D8062*'2.Proyecto'!$E$18","v":0}]
["2014-11-30T21:00:40.055","21:00:00",8014,0,{"$f":"D8063*'2.Proyecto'!$E$18","v":0}]
["2014-11-30T22:00:40.060","22:00:00",8015,0,{"$f":"D8064*'2.Proyecto'!$E$18","v":0}]
["2014-11-30T23:00:40.065","23:00:00",8016,0,{"$f":"D8065*'2.Proyecto'!$E$18","v":0}]
["2014-12-01T00:00:40.070","00:00:00",8017,0,{"$f":"D8066*'2.Proyecto'!$E$18","v":0}]
["2014-12-01T01:00:40.075","01:00:00",8018,0,{"$f":"D8067*'2.Proyecto'!$E$18","v":0}]
["2014-12-01T02:00:40.080","02:00:00",8019,0,{"$f":"D8068*'2.Proyecto'!$E$18","v":0}]
["2014-12-01T03:00:40.085","03:00:00",8020,0,{"$f":"D8069*'2.Proyecto'!$E$18","v":0}]
["2014-12-01T04:00:40.090","04:00:00",8021,0,{"$f":"D8070*'2.Proyecto'!$E$18","v":0}]
["2014-12-01T05:00:40.095","05:00:00",8022,0,{"$f":"D8071*'2.Proyecto'!$E$18","v":0}]
["2014-12-01T06:00:40.100","06:00:00",8023,5.0000000000000004E-6,{"$f":"D8072*'2.Proyecto'!$E$18","v":2.5000000000000001E-4}]
["2014-12-01T07:00:40.105","07:00:00",8024,1.84E-4,{"$f":"D8073*'2.Proyecto'!$E$18","v":9.1999999999999998E-3}]
["2014-12-01T08:00:40.110","08:00:00",8025,3.9200000000000004E-4,{"$f":"D8074*'2.Proyecto'!$E$18","v":1.9600000000000003E-2}]
["2014-12-01T09:00:40.115","09:00:00",8026,5.4100000000000003E-4,{"$f":"D8075*'2.Proyecto'!$E$18","v":2.7050000000000001E-2}]
["2014-12-01T10:00:40.120","10:00:00",8027,6.3600000000000006E-4,{"$f":"D8076*'2.Proyecto'!$E$18","v":3.1800000000000002E-2}]
["2014-12-01T11:00:40.125","11:00:00",8028,6.8000000000000005E-4,{"$f":"D8077*'2.Proyecto'!$E$18","v":3.4000000000000002E-2}]
["2014-12-01T12:00:40.130","12:00:00",8029,6.7900000000000002E-4,{"$f":"D8078*'2.Proyecto'!$E$18","v":3.3950000000000001E-2}]
["2014-12-01T13:00:40.135","13:00:00",8030,6.2799999999999998E-4,{"$f":"D8079*'2.Proyecto'!$E$18","v":3.1399999999999997E-2}]
["2014-12-01T14:00:40.140","14:00:00",8031,5.2900000000000006E-4,{"$f":"D8080*'2.Proyecto'!$E$18","v":2.6450000000000005E-2}]
["2014-12-01T15:00:40.145","15:00:00",8032,3.8099999999999999E-4,{"$f":"D8081*'2.Proyecto'!$E$18","v":1.9050000000000001E-2}]
["2014-12-01T16:00:40.150","16:00:00",8033,1.6000000000000001E-4,{"$f":"D8082*'2.Proyecto'!$E$18","v":8.0000000000000002E-3}]
["2014-12-01T17:00:40.155","17:00:00",8034,1.9999999999999999E-6,{"$f":"D8083*'2.Proyecto'!$E$18","v":9.9999999999999991E-5}]
["2014-12-01T18:00:40.160","18:00:00",8035,0,{"$f":"D8084*'2.Proyecto'!$E$18","v":0}]
["2014-12-01T19:00:40.165","19:00:00",8036,0,{"$f":"D8085*'2.Proyecto'!$E$18","v":0}]
["2014-12-01T20:00:40.170","20:00:00",8037,0,{"$f":"D8086*'2.Proyecto'!$E$18","v":0}]
["2014-12-01T21:00:40.175","21:00:00",8038,0,{"$f":"D8087*'2.Proyecto'!$E$18","v":0}]
["2014-12-01T22:00:40.180","22:00:00",8039,0,{"$f":"D8088*'2.Proyecto'!$E$18","v":0}]
["2014-12-01T23:00:40.185","23:00:00",8040,0,{"$f":"D8089*'2.Proyecto'!$E$18","v":0}]
["2014-12-02T00:00:40.190","00:00:00",8041,0,{"$f":"D8090*'2.Proyecto'!$E$18","v":0}]
["2014-12-02T01:00:40.195","01:00:00",8042,0,{"$f":"D8091*'2.Proyecto'!$E$18","v":0}]
["2014-12-02T02:00:40.200","02:00:00",8043,0,{"$f":"D8092*'2.Proyecto'!$E$18","v":0}]
["2014-12-02T03:00:40.205","03:00:00",8044,0,{"$f":"D8093*'2.Proyecto'!$E$18","v":0}]
["2014-12-02T04:00:40.210","04:00:00",8045,0,{"$f":"D8094*'2.Proyecto'!$E$18","v":0}]
["2014-12-02T05:00:40.215","05:00:00",8046,0,{"$f":"D8095*'2.Proyecto'!$E$18","v":0}]
["2014-12-02T06:00:40.220","06:00:00",8047,5.0000000000000004E-6,{"$f":"D8096*'2.Proyecto'!$E$18","v":2.5000000000000001E-4}]
["2014-12-02T07:00:40.225","07:00:00",8048,1.8799999999999999E-4,{"$f":"D8097*'2.Proyecto'!$E$18","v":9.3999999999999986E-3}]
["2014-12-02T08:00:40.230","08:00:00",8049,3.9500000000000001E-4,{"$f":"D8098*'2.Proyecto'!$E$18","v":1.975E-2}]
["2014-12-02T09:00:40.235","09:00:00",8050,5.4200000000000006E-4,{"$f":"D8099*'2.Proyecto'!$E$18","v":2.7100000000000003E-2}]
["2014-12-02T10:00:40.240","10:00:00",8051,6.3199999999999997E-4,{"$f":"D8100*'2.Proyecto'!$E$18","v":3.1599999999999996E-2}]
["2014-12-02T11:00:40.245","11:00:00",8052,6.6600000000000003E-4,{"$f":"D8101*'2.Proyecto'!$E$18","v":3.3300000000000003E-2}]
["2014-12-02T12:00:40.250","12:00:00",8053,6.4700000000000001E-4,{"$f":"D8102*'2.Proyecto'!$E$18","v":3.2350000000000004E-2}]
["2014-12-02T13:00:40.255","13:00:00",8054,5.8E-4,{"$f":"D8103*'2.Proyecto'!$E$18","v":2.9000000000000001E-2}]
["2014-12-02T14:00:40.260","14:00:00",8055,4.2499999999999998E-4,{"$f":"D8104*'2.Proyecto'!$E$18","v":2.1249999999999998E-2}]
["2014-12-02T15:00:40.265","15:00:00",8056,2.5599999999999999E-4,{"$f":"D8105*'2.Proyecto'!$E$18","v":1.2799999999999999E-2}]
["2014-12-02T16:00:40.270","16:00:00",8057,1.1700000000000001E-4,{"$f":"D8106*'2.Proyecto'!$E$18","v":5.8500000000000002E-3}]
["2014-12-02T17:00:40.275","17:00:00",8058,9.9999999999999995E-7,{"$f":"D8107*'2.Proyecto'!$E$18","v":4.9999999999999996E-5}]
["2014-12-02T18:00:40.280","18:00:00",8059,0,{"$f":"D8108*'2.Proyecto'!$E$18","v":0}]
["2014-12-02T19:00:40.285","19:00:00",8060,0,{"$f":"D8109*'2.Proyecto'!$E$18","v":0}]
["2014-12-02T20:00:40.290","20:00:00",8061,0,{"$f":"D8110*'2.Proyecto'!$E$18","v":0}]
["2014-12-02T21:00:40.295","21:00:00",8062,0,{"$f":"D8111*'2.Proyecto'!$E$18","v":0}]
["2014-12-02T22:00:40.300","22:00:00",8063,0,{"$f":"D8112*'2.Proyecto'!$E$18","v":0}]
["2014-12-02T23:00:40.305","23:00:00",8064,0,{"$f":"D8113*'2.Proyecto'!$E$18","v":0}]
["2014-12-03T00:00:40.310","00:00:00",8065,0,{"$f":"D8114*'2.Proyecto'!$E$18","v":0}]
["2014-12-03T01:00:40.315","01:00:00",8066,0,{"$f":"D8115*'2.Proyecto'!$E$18","v":0}]
["2014-12-03T02:00:40.320","02:00:00",8067,0,{"$f":"D8116*'2.Proyecto'!$E$18","v":0}]
["2014-12-03T03:00:40.325","03:00:00",8068,0,{"$f":"D8117*'2.Proyecto'!$E$18","v":0}]
["2014-12-03T04:00:40.330","04:00:00",8069,0,{"$f":"D8118*'2.Proyecto'!$E$18","v":0}]
["2014-12-03T05:00:40.335","05:00:00",8070,0,{"$f":"D8119*'2.Proyecto'!$E$18","v":0}]
["2014-12-03T06:00:40.340","06:00:00",8071,3.9999999999999998E-6,{"$f":"D8120*'2.Proyecto'!$E$18","v":1.9999999999999998E-4}]
["2014-12-03T07:00:40.345","07:00:00",8072,1.7299999999999998E-4,{"$f":"D8121*'2.Proyecto'!$E$18","v":8.649999999999998E-3}]
["2014-12-03T08:00:40.350","08:00:00",8073,3.79E-4,{"$f":"D8122*'2.Proyecto'!$E$18","v":1.8950000000000002E-2}]
["2014-12-03T09:00:40.355","09:00:00",8074,5.2500000000000008E-4,{"$f":"D8123*'2.Proyecto'!$E$18","v":2.6250000000000002E-2}]
["2014-12-03T10:00:40.360","10:00:00",8075,6.1399999999999996E-4,{"$f":"D8124*'2.Proyecto'!$E$18","v":3.0699999999999998E-2}]
["2014-12-03T11:00:40.365","11:00:00",8076,6.5200000000000002E-4,{"$f":"D8125*'2.Proyecto'!$E$18","v":3.2600000000000004E-2}]
["2014-12-03T12:00:40.370","12:00:00",8077,6.4800000000000003E-4,{"$f":"D8126*'2.Proyecto'!$E$18","v":3.2399999999999998E-2}]
["2014-12-03T13:00:40.375","13:00:00",8078,6.0099999999999997E-4,{"$f":"D8127*'2.Proyecto'!$E$18","v":3.005E-2}]
["2014-12-03T14:00:40.380","14:00:00",8079,4.9899999999999999E-4,{"$f":"D8128*'2.Proyecto'!$E$18","v":2.495E-2}]
["2014-12-03T15:00:40.385","15:00:00",8080,3.5199999999999999E-4,{"$f":"D8129*'2.Proyecto'!$E$18","v":1.7600000000000001E-2}]
["2014-12-03T16:00:40.390","16:00:00",8081,1.3100000000000001E-4,{"$f":"D8130*'2.Proyecto'!$E$18","v":6.5500000000000003E-3}]
["2014-12-03T17:00:40.395","17:00:00",8082,9.9999999999999995E-7,{"$f":"D8131*'2.Proyecto'!$E$18","v":4.9999999999999996E-5}]
["2014-12-03T18:00:40.400","18:00:00",8083,0,{"$f":"D8132*'2.Proyecto'!$E$18","v":0}]
["2014-12-03T19:00:40.405","19:00:00",8084,0,{"$f":"D8133*'2.Proyecto'!$E$18","v":0}]
["2014-12-03T20:00:40.410","20:00:00",8085,0,{"$f":"D8134*'2.Proyecto'!$E$18","v":0}]
["2014-12-03T21:00:40.415","21:00:00",8086,0,{"$f":"D8135*'2.Proyecto'!$E$18","v":0}]
["2014-12-03T22:00:40.420","22:00:00",8087,0,{"$f":"D8136*'2.Proyecto'!$E$18","v":0}]
["2014-12-03T23:00:40.425","23:00:00",8088,0,{"$f":"D8137*'2.Proyecto'!$E$18","v":0}]
["2014-12-04T00:00:40.430","00:00:00",8089,0,{"$f":"D8138*'2.Proyecto'!$E$18","v":0}]
["2014-12-04T01:00:40.435","01:00:00",8090,0,{"$f":"D8139*'2.Proyecto'!$E$18","v":0}]
["2014-12-04T02:00:40.440","02:00:00",8091,0,{"$f":"D8140*'2.Proyecto'!$E$18","v":0}]
["2014-12-04T03:00:40.445","03:00:00",8092,0,{"$f":"D8141*'2.Proyecto'!$E$18","v":0}]
["2014-12-04T04:00:40.450","04:00:00",8093,0,{"$f":"D8142*'2.Proyecto'!$E$18","v":0}]
["2014-12-04T05:00:40.455","05:00:00",8094,0,{"$f":"D8143*'2.Proyecto'!$E$18","v":0}]
["2014-12-04T06:00:40.460","06:00:00",8095,3.9999999999999998E-6,{"$f":"D8144*'2.Proyecto'!$E$18","v":1.9999999999999998E-4}]
["2014-12-04T07:00:40.465","07:00:00",8096,1.74E-4,{"$f":"D8145*'2.Proyecto'!$E$18","v":8.6999999999999994E-3}]
["2014-12-04T08:00:40.470","08:00:00",8097,3.7800000000000003E-4,{"$f":"D8146*'2.Proyecto'!$E$18","v":1.89E-2}]
["2014-12-04T09:00:40.475","09:00:00",8098,5.2400000000000005E-4,{"$f":"D8147*'2.Proyecto'!$E$18","v":2.6200000000000001E-2}]
["2014-12-04T10:00:40.480","10:00:00",8099,6.11E-4,{"$f":"D8148*'2.Proyecto'!$E$18","v":3.0550000000000001E-2}]
["2014-12-04T11:00:40.485","11:00:00",8100,6.5200000000000002E-4,{"$f":"D8149*'2.Proyecto'!$E$18","v":3.2600000000000004E-2}]
["2014-12-04T12:00:40.490","12:00:00",8101,6.4500000000000007E-4,{"$f":"D8150*'2.Proyecto'!$E$18","v":3.2250000000000001E-2}]
["2014-12-04T13:00:40.495","13:00:00",8102,6.0399999999999994E-4,{"$f":"D8151*'2.Proyecto'!$E$18","v":3.0199999999999998E-2}]
["2014-12-04T14:00:40.500","14:00:00",8103,5.1199999999999998E-4,{"$f":"D8152*'2.Proyecto'!$E$18","v":2.5599999999999998E-2}]
["2014-12-04T15:00:40.505","15:00:00",8104,3.59E-4,{"$f":"D8153*'2.Proyecto'!$E$18","v":1.7950000000000001E-2}]
["2014-12-04T16:00:40.510","16:00:00",8105,1.6000000000000001E-4,{"$f":"D8154*'2.Proyecto'!$E$18","v":8.0000000000000002E-3}]
["2014-12-04T17:00:40.515","17:00:00",8106,9.9999999999999995E-7,{"$f":"D8155*'2.Proyecto'!$E$18","v":4.9999999999999996E-5}]
["2014-12-04T18:00:40.520","18:00:00",8107,0,{"$f":"D8156*'2.Proyecto'!$E$18","v":0}]
["2014-12-04T19:00:40.525","19:00:00",8108,0,{"$f":"D8157*'2.Proyecto'!$E$18","v":0}]
["2014-12-04T20:00:40.530","20:00:00",8109,0,{"$f":"D8158*'2.Proyecto'!$E$18","v":0}]
["2014-12-04T21:00:40.535","21:00:00",8110,0,{"$f":"D8159*'2.Proyecto'!$E$18","v":0}]
["2014-12-04T22:00:40.540","22:00:00",8111,0,{"$f":"D8160*'2.Proyecto'!$E$18","v":0}]
["2014-12-04T23:00:40.545","23:00:00",8112,0,{"$f":"D8161*'2.Proyecto'!$E$18","v":0}]
["2014-12-05T00:00:40.550","00:00:00",8113,0,{"$f":"D8162*'2.Proyecto'!$E$18","v":0}]
["2014-12-05T01:00:40.555","01:00:00",8114,0,{"$f":"D8163*'2.Proyecto'!$E$18","v":0}]
["2014-12-05T02:00:40.560","02:00:00",8115,0,{"$f":"D8164*'2.Proyecto'!$E$18","v":0}]
["2014-12-05T03:00:40.565","03:00:00",8116,0,{"$f":"D8165*'2.Proyecto'!$E$18","v":0}]
["2014-12-05T04:00:40.570","04:00:00",8117,0,{"$f":"D8166*'2.Proyecto'!$E$18","v":0}]
["2014-12-05T05:00:40.575","05:00:00",8118,0,{"$f":"D8167*'2.Proyecto'!$E$18","v":0}]
["2014-12-05T06:00:40.580","06:00:00",8119,3.9999999999999998E-6,{"$f":"D8168*'2.Proyecto'!$E$18","v":1.9999999999999998E-4}]
["2014-12-05T07:00:40.585","07:00:00",8120,1.8599999999999999E-4,{"$f":"D8169*'2.Proyecto'!$E$18","v":9.2999999999999992E-3}]
["2014-12-05T08:00:40.590","08:00:00",8121,3.9300000000000001E-4,{"$f":"D8170*'2.Proyecto'!$E$18","v":1.9650000000000001E-2}]
["2014-12-05T09:00:40.595","09:00:00",8122,5.3899999999999998E-4,{"$f":"D8171*'2.Proyecto'!$E$18","v":2.6949999999999998E-2}]
["2014-12-05T10:00:40.600","10:00:00",8123,6.3100000000000005E-4,{"$f":"D8172*'2.Proyecto'!$E$18","v":3.1550000000000002E-2}]
["2014-12-05T11:00:40.605","11:00:00",8124,6.7600000000000006E-4,{"$f":"D8173*'2.Proyecto'!$E$18","v":3.3800000000000004E-2}]
["2014-12-05T12:00:40.610","12:00:00",8125,6.7200000000000007E-4,{"$f":"D8174*'2.Proyecto'!$E$18","v":3.3600000000000005E-2}]
["2014-12-05T13:00:40.615","13:00:00",8126,6.2299999999999996E-4,{"$f":"D8175*'2.Proyecto'!$E$18","v":3.1149999999999997E-2}]
["2014-12-05T14:00:40.620","14:00:00",8127,5.2300000000000003E-4,{"$f":"D8176*'2.Proyecto'!$E$18","v":2.615E-2}]
["2014-12-05T15:00:40.625","15:00:00",8128,3.5799999999999997E-4,{"$f":"D8177*'2.Proyecto'!$E$18","v":1.7899999999999999E-2}]
["2014-12-05T16:00:40.630","16:00:00",8129,1.65E-4,{"$f":"D8178*'2.Proyecto'!$E$18","v":8.2500000000000004E-3}]
["2014-12-05T17:00:40.635","17:00:00",8130,9.9999999999999995E-7,{"$f":"D8179*'2.Proyecto'!$E$18","v":4.9999999999999996E-5}]
["2014-12-05T18:00:40.640","18:00:00",8131,0,{"$f":"D8180*'2.Proyecto'!$E$18","v":0}]
["2014-12-05T19:00:40.645","19:00:00",8132,0,{"$f":"D8181*'2.Proyecto'!$E$18","v":0}]
["2014-12-05T20:00:40.650","20:00:00",8133,0,{"$f":"D8182*'2.Proyecto'!$E$18","v":0}]
["2014-12-05T21:00:40.655","21:00:00",8134,0,{"$f":"D8183*'2.Proyecto'!$E$18","v":0}]
["2014-12-05T22:00:40.660","22:00:00",8135,0,{"$f":"D8184*'2.Proyecto'!$E$18","v":0}]
["2014-12-05T23:00:40.665","23:00:00",8136,0,{"$f":"D8185*'2.Proyecto'!$E$18","v":0}]
["2014-12-06T00:00:40.670","00:00:00",8137,0,{"$f":"D8186*'2.Proyecto'!$E$18","v":0}]
["2014-12-06T01:00:40.675","01:00:00",8138,0,{"$f":"D8187*'2.Proyecto'!$E$18","v":0}]
["2014-12-06T02:00:40.680","02:00:00",8139,0,{"$f":"D8188*'2.Proyecto'!$E$18","v":0}]
["2014-12-06T03:00:40.685","03:00:00",8140,0,{"$f":"D8189*'2.Proyecto'!$E$18","v":0}]
["2014-12-06T04:00:40.690","04:00:00",8141,0,{"$f":"D8190*'2.Proyecto'!$E$18","v":0}]
["2014-12-06T05:00:40.695","05:00:00",8142,0,{"$f":"D8191*'2.Proyecto'!$E$18","v":0}]
["2014-12-06T06:00:40.700","06:00:00",8143,1.9999999999999999E-6,{"$f":"D8192*'2.Proyecto'!$E$18","v":9.9999999999999991E-5}]
["2014-12-06T07:00:40.705","07:00:00",8144,1.2899999999999999E-4,{"$f":"D8193*'2.Proyecto'!$E$18","v":6.4499999999999991E-3}]
["2014-12-06T08:00:40.710","08:00:00",8145,3.4699999999999998E-4,{"$f":"D8194*'2.Proyecto'!$E$18","v":1.7349999999999997E-2}]
["2014-12-06T09:00:40.715","09:00:00",8146,5.0199999999999995E-4,{"$f":"D8195*'2.Proyecto'!$E$18","v":2.5099999999999997E-2}]
["2014-12-06T10:00:40.720","10:00:00",8147,6.1499999999999999E-4,{"$f":"D8196*'2.Proyecto'!$E$18","v":3.075E-2}]
["2014-12-06T11:00:40.725","11:00:00",8148,6.7500000000000004E-4,{"$f":"D8197*'2.Proyecto'!$E$18","v":3.3750000000000002E-2}]
["2014-12-06T12:00:40.730","12:00:00",8149,6.7500000000000004E-4,{"$f":"D8198*'2.Proyecto'!$E$18","v":3.3750000000000002E-2}]
["2014-12-06T13:00:40.735","13:00:00",8150,6.2799999999999998E-4,{"$f":"D8199*'2.Proyecto'!$E$18","v":3.1399999999999997E-2}]
["2014-12-06T14:00:40.740","14:00:00",8151,5.31E-4,{"$f":"D8200*'2.Proyecto'!$E$18","v":2.6550000000000001E-2}]
["2014-12-06T15:00:40.745","15:00:00",8152,3.7599999999999998E-4,{"$f":"D8201*'2.Proyecto'!$E$18","v":1.8799999999999997E-2}]
["2014-12-06T16:00:40.750","16:00:00",8153,1.6800000000000002E-4,{"$f":"D8202*'2.Proyecto'!$E$18","v":8.4000000000000012E-3}]
["2014-12-06T17:00:40.755","17:00:00",8154,9.9999999999999995E-7,{"$f":"D8203*'2.Proyecto'!$E$18","v":4.9999999999999996E-5}]
["2014-12-06T18:00:40.760","18:00:00",8155,0,{"$f":"D8204*'2.Proyecto'!$E$18","v":0}]
["2014-12-06T19:00:40.765","19:00:00",8156,0,{"$f":"D8205*'2.Proyecto'!$E$18","v":0}]
["2014-12-06T20:00:40.770","20:00:00",8157,0,{"$f":"D8206*'2.Proyecto'!$E$18","v":0}]
["2014-12-06T21:00:40.775","21:00:00",8158,0,{"$f":"D8207*'2.Proyecto'!$E$18","v":0}]
["2014-12-06T22:00:40.780","22:00:00",8159,0,{"$f":"D8208*'2.Proyecto'!$E$18","v":0}]
["2014-12-06T23:00:40.785","23:00:00",8160,0,{"$f":"D8209*'2.Proyecto'!$E$18","v":0}]
["2014-12-07T00:00:40.790","00:00:00",8161,0,{"$f":"D8210*'2.Proyecto'!$E$18","v":0}]
["2014-12-07T01:00:40.795","01:00:00",8162,0,{"$f":"D8211*'2.Proyecto'!$E$18","v":0}]
["2014-12-07T02:00:40.800","02:00:00",8163,0,{"$f":"D8212*'2.Proyecto'!$E$18","v":0}]
["2014-12-07T03:00:40.805","03:00:00",8164,0,{"$f":"D8213*'2.Proyecto'!$E$18","v":0}]
["2014-12-07T04:00:40.810","04:00:00",8165,0,{"$f":"D8214*'2.Proyecto'!$E$18","v":0}]
["2014-12-07T05:00:40.815","05:00:00",8166,0,{"$f":"D8215*'2.Proyecto'!$E$18","v":0}]
["2014-12-07T06:00:40.820","06:00:00",8167,3.0000000000000001E-6,{"$f":"D8216*'2.Proyecto'!$E$18","v":1.5000000000000001E-4}]
["2014-12-07T07:00:40.825","07:00:00",8168,1.7100000000000001E-4,{"$f":"D8217*'2.Proyecto'!$E$18","v":8.5500000000000003E-3}]
["2014-12-07T08:00:40.830","08:00:00",8169,3.7399999999999998E-4,{"$f":"D8218*'2.Proyecto'!$E$18","v":1.8699999999999998E-2}]
["2014-12-07T09:00:40.835","09:00:00",8170,5.2400000000000005E-4,{"$f":"D8219*'2.Proyecto'!$E$18","v":2.6200000000000001E-2}]
["2014-12-07T10:00:40.840","10:00:00",8171,6.1299999999999994E-4,{"$f":"D8220*'2.Proyecto'!$E$18","v":3.0649999999999997E-2}]
["2014-12-07T11:00:40.845","11:00:00",8172,6.5300000000000004E-4,{"$f":"D8221*'2.Proyecto'!$E$18","v":3.2650000000000005E-2}]
["2014-12-07T12:00:40.850","12:00:00",8173,6.5499999999999998E-4,{"$f":"D8222*'2.Proyecto'!$E$18","v":3.2750000000000001E-2}]
["2014-12-07T13:00:40.855","13:00:00",8174,5.8399999999999999E-4,{"$f":"D8223*'2.Proyecto'!$E$18","v":2.92E-2}]
["2014-12-07T14:00:40.860","14:00:00",8175,4.5200000000000004E-4,{"$f":"D8224*'2.Proyecto'!$E$18","v":2.2600000000000002E-2}]
["2014-12-07T15:00:40.865","15:00:00",8176,2.4600000000000002E-4,{"$f":"D8225*'2.Proyecto'!$E$18","v":1.23E-2}]
["2014-12-07T16:00:40.870","16:00:00",8177,1.2300000000000001E-4,{"$f":"D8226*'2.Proyecto'!$E$18","v":6.1500000000000001E-3}]
["2014-12-07T17:00:40.875","17:00:00",8178,0,{"$f":"D8227*'2.Proyecto'!$E$18","v":0}]
["2014-12-07T18:00:40.880","18:00:00",8179,0,{"$f":"D8228*'2.Proyecto'!$E$18","v":0}]
["2014-12-07T19:00:40.885","19:00:00",8180,0,{"$f":"D8229*'2.Proyecto'!$E$18","v":0}]
["2014-12-07T20:00:40.890","20:00:00",8181,0,{"$f":"D8230*'2.Proyecto'!$E$18","v":0}]
["2014-12-07T21:00:40.895","21:00:00",8182,0,{"$f":"D8231*'2.Proyecto'!$E$18","v":0}]
["2014-12-07T22:00:40.900","22:00:00",8183,0,{"$f":"D8232*'2.Proyecto'!$E$18","v":0}]
["2014-12-07T23:00:40.905","23:00:00",8184,0,{"$f":"D8233*'2.Proyecto'!$E$18","v":0}]
["2014-12-08T00:00:40.910","00:00:00",8185,0,{"$f":"D8234*'2.Proyecto'!$E$18","v":0}]
["2014-12-08T01:00:40.915","01:00:00",8186,0,{"$f":"D8235*'2.Proyecto'!$E$18","v":0}]
["2014-12-08T02:00:40.920","02:00:00",8187,0,{"$f":"D8236*'2.Proyecto'!$E$18","v":0}]
["2014-12-08T03:00:40.925","03:00:00",8188,0,{"$f":"D8237*'2.Proyecto'!$E$18","v":0}]
["2014-12-08T04:00:40.930","04:00:00",8189,0,{"$f":"D8238*'2.Proyecto'!$E$18","v":0}]
["2014-12-08T05:00:40.935","05:00:00",8190,0,{"$f":"D8239*'2.Proyecto'!$E$18","v":0}]
["2014-12-08T06:00:40.940","06:00:00",8191,1.9999999999999999E-6,{"$f":"D8240*'2.Proyecto'!$E$18","v":9.9999999999999991E-5}]
["2014-12-08T07:00:40.945","07:00:00",8192,1.4899999999999999E-4,{"$f":"D8241*'2.Proyecto'!$E$18","v":7.4499999999999992E-3}]
["2014-12-08T08:00:40.950","08:00:00",8193,3.39E-4,{"$f":"D8242*'2.Proyecto'!$E$18","v":1.695E-2}]
["2014-12-08T09:00:40.955","09:00:00",8194,4.8200000000000001E-4,{"$f":"D8243*'2.Proyecto'!$E$18","v":2.41E-2}]
["2014-12-08T10:00:40.960","10:00:00",8195,5.8399999999999999E-4,{"$f":"D8244*'2.Proyecto'!$E$18","v":2.92E-2}]
["2014-12-08T11:00:40.965","11:00:00",8196,6.0099999999999997E-4,{"$f":"D8245*'2.Proyecto'!$E$18","v":3.005E-2}]
["2014-12-08T12:00:40.970","12:00:00",8197,5.9099999999999995E-4,{"$f":"D8246*'2.Proyecto'!$E$18","v":2.9549999999999996E-2}]
["2014-12-08T13:00:40.975","13:00:00",8198,5.4000000000000001E-4,{"$f":"D8247*'2.Proyecto'!$E$18","v":2.7E-2}]
["2014-12-08T14:00:40.980","14:00:00",8199,4.37E-4,{"$f":"D8248*'2.Proyecto'!$E$18","v":2.1850000000000001E-2}]
["2014-12-08T15:00:40.985","15:00:00",8200,2.9999999999999997E-4,{"$f":"D8249*'2.Proyecto'!$E$18","v":1.4999999999999999E-2}]
["2014-12-08T16:00:40.990","16:00:00",8201,1.5099999999999998E-4,{"$f":"D8250*'2.Proyecto'!$E$18","v":7.5499999999999994E-3}]
["2014-12-08T17:00:40.995","17:00:00",8202,0,{"$f":"D8251*'2.Proyecto'!$E$18","v":0}]
["2014-12-08T18:00:41","18:00:00",8203,0,{"$f":"D8252*'2.Proyecto'!$E$18","v":0}]
["2014-12-08T19:00:41.005","19:00:00",8204,0,{"$f":"D8253*'2.Proyecto'!$E$18","v":0}]
["2014-12-08T20:00:41.010","20:00:00",8205,0,{"$f":"D8254*'2.Proyecto'!$E$18","v":0}]
["2014-12-08T21:00:41.015","21:00:00",8206,0,{"$f":"D8255*'2.Proyecto'!$E$18","v":0}]
["2014-12-08T22:00:41.020","22:00:00",8207,0,{"$f":"D8256*'2.Proyecto'!$E$18","v":0}]
["2014-12-08T23:00:41.025","23:00:00",8208,0,{"$f":"D8257*'2.Proyecto'!$E$18","v":0}]
["2014-12-09T00:00:41.030","00:00:00",8209,0,{"$f":"D8258*'2.Proyecto'!$E$18","v":0}]
["2014-12-09T01:00:41.035","01:00:00",8210,0,{"$f":"D8259*'2.Proyecto'!$E$18","v":0}]
["2014-12-09T02:00:41.040","02:00:00",8211,0,{"$f":"D8260*'2.Proyecto'!$E$18","v":0}]
["2014-12-09T03:00:41.045","03:00:00",8212,0,{"$f":"D8261*'2.Proyecto'!$E$18","v":0}]
["2014-12-09T04:00:41.050","04:00:00",8213,0,{"$f":"D8262*'2.Proyecto'!$E$18","v":0}]
["2014-12-09T05:00:41.055","05:00:00",8214,0,{"$f":"D8263*'2.Proyecto'!$E$18","v":0}]
["2014-12-09T06:00:41.060","06:00:00",8215,3.0000000000000001E-6,{"$f":"D8264*'2.Proyecto'!$E$18","v":1.5000000000000001E-4}]
["2014-12-09T07:00:41.065","07:00:00",8216,1.6200000000000001E-4,{"$f":"D8265*'2.Proyecto'!$E$18","v":8.0999999999999996E-3}]
["2014-12-09T08:00:41.070","08:00:00",8217,3.6299999999999999E-4,{"$f":"D8266*'2.Proyecto'!$E$18","v":1.8149999999999999E-2}]
["2014-12-09T09:00:41.075","09:00:00",8218,5.2999999999999998E-4,{"$f":"D8267*'2.Proyecto'!$E$18","v":2.6499999999999999E-2}]
["2014-12-09T10:00:41.080","10:00:00",8219,6.3299999999999999E-4,{"$f":"D8268*'2.Proyecto'!$E$18","v":3.1649999999999998E-2}]
["2014-12-09T11:00:41.085","11:00:00",8220,6.8100000000000007E-4,{"$f":"D8269*'2.Proyecto'!$E$18","v":3.4050000000000004E-2}]
["2014-12-09T12:00:41.090","12:00:00",8221,6.820000000000001E-4,{"$f":"D8270*'2.Proyecto'!$E$18","v":3.4100000000000005E-2}]
["2014-12-09T13:00:41.095","13:00:00",8222,6.3299999999999999E-4,{"$f":"D8271*'2.Proyecto'!$E$18","v":3.1649999999999998E-2}]
["2014-12-09T14:00:41.100","14:00:00",8223,5.2700000000000002E-4,{"$f":"D8272*'2.Proyecto'!$E$18","v":2.6350000000000002E-2}]
["2014-12-09T15:00:41.105","15:00:00",8224,3.8000000000000002E-4,{"$f":"D8273*'2.Proyecto'!$E$18","v":1.9E-2}]
["2014-12-09T16:00:41.110","16:00:00",8225,1.7000000000000001E-4,{"$f":"D8274*'2.Proyecto'!$E$18","v":8.5000000000000006E-3}]
["2014-12-09T17:00:41.115","17:00:00",8226,9.9999999999999995E-7,{"$f":"D8275*'2.Proyecto'!$E$18","v":4.9999999999999996E-5}]
["2014-12-09T18:00:41.120","18:00:00",8227,0,{"$f":"D8276*'2.Proyecto'!$E$18","v":0}]
["2014-12-09T19:00:41.125","19:00:00",8228,0,{"$f":"D8277*'2.Proyecto'!$E$18","v":0}]
["2014-12-09T20:00:41.130","20:00:00",8229,0,{"$f":"D8278*'2.Proyecto'!$E$18","v":0}]
["2014-12-09T21:00:41.135","21:00:00",8230,0,{"$f":"D8279*'2.Proyecto'!$E$18","v":0}]
["2014-12-09T22:00:41.140","22:00:00",8231,0,{"$f":"D8280*'2.Proyecto'!$E$18","v":0}]
["2014-12-09T23:00:41.145","23:00:00",8232,0,{"$f":"D8281*'2.Proyecto'!$E$18","v":0}]
["2014-12-10T00:00:41.150","00:00:00",8233,0,{"$f":"D8282*'2.Proyecto'!$E$18","v":0}]
["2014-12-10T01:00:41.155","01:00:00",8234,0,{"$f":"D8283*'2.Proyecto'!$E$18","v":0}]
["2014-12-10T02:00:41.160","02:00:00",8235,0,{"$f":"D8284*'2.Proyecto'!$E$18","v":0}]
["2014-12-10T03:00:41.165","03:00:00",8236,0,{"$f":"D8285*'2.Proyecto'!$E$18","v":0}]
["2014-12-10T04:00:41.170","04:00:00",8237,0,{"$f":"D8286*'2.Proyecto'!$E$18","v":0}]
["2014-12-10T05:00:41.175","05:00:00",8238,0,{"$f":"D8287*'2.Proyecto'!$E$18","v":0}]
["2014-12-10T06:00:41.180","06:00:00",8239,1.9999999999999999E-6,{"$f":"D8288*'2.Proyecto'!$E$18","v":9.9999999999999991E-5}]
["2014-12-10T07:00:41.185","07:00:00",8240,1.47E-4,{"$f":"D8289*'2.Proyecto'!$E$18","v":7.3499999999999998E-3}]
["2014-12-10T08:00:41.190","08:00:00",8241,3.7599999999999998E-4,{"$f":"D8290*'2.Proyecto'!$E$18","v":1.8799999999999997E-2}]
["2014-12-10T09:00:41.195","09:00:00",8242,5.5500000000000005E-4,{"$f":"D8291*'2.Proyecto'!$E$18","v":2.7750000000000004E-2}]
["2014-12-10T10:00:41.200","10:00:00",8243,6.5099999999999999E-4,{"$f":"D8292*'2.Proyecto'!$E$18","v":3.2550000000000003E-2}]
["2014-12-10T11:00:41.205","11:00:00",8244,6.9699999999999992E-4,{"$f":"D8293*'2.Proyecto'!$E$18","v":3.4849999999999999E-2}]
["2014-12-10T12:00:41.210","12:00:00",8245,6.9299999999999993E-4,{"$f":"D8294*'2.Proyecto'!$E$18","v":3.4649999999999993E-2}]
["2014-12-10T13:00:41.215","13:00:00",8246,6.4199999999999999E-4,{"$f":"D8295*'2.Proyecto'!$E$18","v":3.2099999999999997E-2}]
["2014-12-10T14:00:41.220","14:00:00",8247,5.3499999999999999E-4,{"$f":"D8296*'2.Proyecto'!$E$18","v":2.6749999999999999E-2}]
["2014-12-10T15:00:41.225","15:00:00",8248,3.7399999999999998E-4,{"$f":"D8297*'2.Proyecto'!$E$18","v":1.8699999999999998E-2}]
["2014-12-10T16:00:41.230","16:00:00",8249,1.5099999999999998E-4,{"$f":"D8298*'2.Proyecto'!$E$18","v":7.5499999999999994E-3}]
["2014-12-10T17:00:41.235","17:00:00",8250,9.9999999999999995E-7,{"$f":"D8299*'2.Proyecto'!$E$18","v":4.9999999999999996E-5}]
["2014-12-10T18:00:41.240","18:00:00",8251,0,{"$f":"D8300*'2.Proyecto'!$E$18","v":0}]
["2014-12-10T19:00:41.245","19:00:00",8252,0,{"$f":"D8301*'2.Proyecto'!$E$18","v":0}]
["2014-12-10T20:00:41.250","20:00:00",8253,0,{"$f":"D8302*'2.Proyecto'!$E$18","v":0}]
["2014-12-10T21:00:41.255","21:00:00",8254,0,{"$f":"D8303*'2.Proyecto'!$E$18","v":0}]
["2014-12-10T22:00:41.260","22:00:00",8255,0,{"$f":"D8304*'2.Proyecto'!$E$18","v":0}]
["2014-12-10T23:00:41.265","23:00:00",8256,0,{"$f":"D8305*'2.Proyecto'!$E$18","v":0}]
["2014-12-11T00:00:41.270","00:00:00",8257,0,{"$f":"D8306*'2.Proyecto'!$E$18","v":0}]
["2014-12-11T01:00:41.275","01:00:00",8258,0,{"$f":"D8307*'2.Proyecto'!$E$18","v":0}]
["2014-12-11T02:00:41.280","02:00:00",8259,0,{"$f":"D8308*'2.Proyecto'!$E$18","v":0}]
["2014-12-11T03:00:41.285","03:00:00",8260,0,{"$f":"D8309*'2.Proyecto'!$E$18","v":0}]
["2014-12-11T04:00:41.290","04:00:00",8261,0,{"$f":"D8310*'2.Proyecto'!$E$18","v":0}]
["2014-12-11T05:00:41.295","05:00:00",8262,0,{"$f":"D8311*'2.Proyecto'!$E$18","v":0}]
["2014-12-11T06:00:41.300","06:00:00",8263,3.0000000000000001E-6,{"$f":"D8312*'2.Proyecto'!$E$18","v":1.5000000000000001E-4}]
["2014-12-11T07:00:41.305","07:00:00",8264,1.8099999999999998E-4,{"$f":"D8313*'2.Proyecto'!$E$18","v":9.049999999999999E-3}]
["2014-12-11T08:00:41.310","08:00:00",8265,3.9800000000000002E-4,{"$f":"D8314*'2.Proyecto'!$E$18","v":1.9900000000000001E-2}]
["2014-12-11T09:00:41.315","09:00:00",8266,5.3499999999999999E-4,{"$f":"D8315*'2.Proyecto'!$E$18","v":2.6749999999999999E-2}]
["2014-12-11T10:00:41.320","10:00:00",8267,6.02E-4,{"$f":"D8316*'2.Proyecto'!$E$18","v":3.0099999999999998E-2}]
["2014-12-11T11:00:41.325","11:00:00",8268,6.3000000000000003E-4,{"$f":"D8317*'2.Proyecto'!$E$18","v":3.15E-2}]
["2014-12-11T12:00:41.330","12:00:00",8269,6.2399999999999999E-4,{"$f":"D8318*'2.Proyecto'!$E$18","v":3.1199999999999999E-2}]
["2014-12-11T13:00:41.335","13:00:00",8270,5.7499999999999999E-4,{"$f":"D8319*'2.Proyecto'!$E$18","v":2.8749999999999998E-2}]
["2014-12-11T14:00:41.340","14:00:00",8271,4.8699999999999997E-4,{"$f":"D8320*'2.Proyecto'!$E$18","v":2.4349999999999997E-2}]
["2014-12-11T15:00:41.345","15:00:00",8272,2.8799999999999995E-4,{"$f":"D8321*'2.Proyecto'!$E$18","v":1.4399999999999998E-2}]
["2014-12-11T16:00:41.350","16:00:00",8273,8.2999999999999998E-5,{"$f":"D8322*'2.Proyecto'!$E$18","v":4.15E-3}]
["2014-12-11T17:00:41.355","17:00:00",8274,0,{"$f":"D8323*'2.Proyecto'!$E$18","v":0}]
["2014-12-11T18:00:41.360","18:00:00",8275,0,{"$f":"D8324*'2.Proyecto'!$E$18","v":0}]
["2014-12-11T19:00:41.365","19:00:00",8276,0,{"$f":"D8325*'2.Proyecto'!$E$18","v":0}]
["2014-12-11T20:00:41.370","20:00:00",8277,0,{"$f":"D8326*'2.Proyecto'!$E$18","v":0}]
["2014-12-11T21:00:41.375","21:00:00",8278,0,{"$f":"D8327*'2.Proyecto'!$E$18","v":0}]
["2014-12-11T22:00:41.380","22:00:00",8279,0,{"$f":"D8328*'2.Proyecto'!$E$18","v":0}]
["2014-12-11T23:00:41.385","23:00:00",8280,0,{"$f":"D8329*'2.Proyecto'!$E$18","v":0}]
["2014-12-12T00:00:41.390","00:00:00",8281,0,{"$f":"D8330*'2.Proyecto'!$E$18","v":0}]
["2014-12-12T01:00:41.395","01:00:00",8282,0,{"$f":"D8331*'2.Proyecto'!$E$18","v":0}]
["2014-12-12T02:00:41.400","02:00:00",8283,0,{"$f":"D8332*'2.Proyecto'!$E$18","v":0}]
["2014-12-12T03:00:41.405","03:00:00",8284,0,{"$f":"D8333*'2.Proyecto'!$E$18","v":0}]
["2014-12-12T04:00:41.410","04:00:00",8285,0,{"$f":"D8334*'2.Proyecto'!$E$18","v":0}]
["2014-12-12T05:00:41.415","05:00:00",8286,0,{"$f":"D8335*'2.Proyecto'!$E$18","v":0}]
["2014-12-12T06:00:41.420","06:00:00",8287,1.9999999999999999E-6,{"$f":"D8336*'2.Proyecto'!$E$18","v":9.9999999999999991E-5}]
["2014-12-12T07:00:41.425","07:00:00",8288,8.7000000000000001E-5,{"$f":"D8337*'2.Proyecto'!$E$18","v":4.3499999999999997E-3}]
["2014-12-12T08:00:41.430","08:00:00",8289,2.4899999999999998E-4,{"$f":"D8338*'2.Proyecto'!$E$18","v":1.2449999999999999E-2}]
["2014-12-12T09:00:41.435","09:00:00",8290,4.5100000000000001E-4,{"$f":"D8339*'2.Proyecto'!$E$18","v":2.2550000000000001E-2}]
["2014-12-12T10:00:41.440","10:00:00",8291,5.8E-4,{"$f":"D8340*'2.Proyecto'!$E$18","v":2.9000000000000001E-2}]
["2014-12-12T11:00:41.445","11:00:00",8292,6.2299999999999996E-4,{"$f":"D8341*'2.Proyecto'!$E$18","v":3.1149999999999997E-2}]
["2014-12-12T12:00:41.450","12:00:00",8293,5.4500000000000002E-4,{"$f":"D8342*'2.Proyecto'!$E$18","v":2.725E-2}]
["2014-12-12T13:00:41.455","13:00:00",8294,4.2400000000000001E-4,{"$f":"D8343*'2.Proyecto'!$E$18","v":2.12E-2}]
["2014-12-12T14:00:41.460","14:00:00",8295,3.3700000000000001E-4,{"$f":"D8344*'2.Proyecto'!$E$18","v":1.685E-2}]
["2014-12-12T15:00:41.465","15:00:00",8296,2.5099999999999998E-4,{"$f":"D8345*'2.Proyecto'!$E$18","v":1.2549999999999999E-2}]
["2014-12-12T16:00:41.470","16:00:00",8297,1.2400000000000001E-4,{"$f":"D8346*'2.Proyecto'!$E$18","v":6.2000000000000006E-3}]
["2014-12-12T17:00:41.475","17:00:00",8298,9.9999999999999995E-7,{"$f":"D8347*'2.Proyecto'!$E$18","v":4.9999999999999996E-5}]
["2014-12-12T18:00:41.480","18:00:00",8299,0,{"$f":"D8348*'2.Proyecto'!$E$18","v":0}]
["2014-12-12T19:00:41.485","19:00:00",8300,0,{"$f":"D8349*'2.Proyecto'!$E$18","v":0}]
["2014-12-12T20:00:41.490","20:00:00",8301,0,{"$f":"D8350*'2.Proyecto'!$E$18","v":0}]
["2014-12-12T21:00:41.495","21:00:00",8302,0,{"$f":"D8351*'2.Proyecto'!$E$18","v":0}]
["2014-12-12T22:00:41.500","22:00:00",8303,0,{"$f":"D8352*'2.Proyecto'!$E$18","v":0}]
["2014-12-12T23:00:41.505","23:00:00",8304,0,{"$f":"D8353*'2.Proyecto'!$E$18","v":0}]
["2014-12-13T00:00:41.510","00:00:00",8305,0,{"$f":"D8354*'2.Proyecto'!$E$18","v":0}]
["2014-12-13T01:00:41.515","01:00:00",8306,0,{"$f":"D8355*'2.Proyecto'!$E$18","v":0}]
["2014-12-13T02:00:41.520","02:00:00",8307,0,{"$f":"D8356*'2.Proyecto'!$E$18","v":0}]
["2014-12-13T03:00:41.525","03:00:00",8308,0,{"$f":"D8357*'2.Proyecto'!$E$18","v":0}]
["2014-12-13T04:00:41.530","04:00:00",8309,0,{"$f":"D8358*'2.Proyecto'!$E$18","v":0}]
["2014-12-13T05:00:41.535","05:00:00",8310,0,{"$f":"D8359*'2.Proyecto'!$E$18","v":0}]
["2014-12-13T06:00:41.540","06:00:00",8311,3.0000000000000001E-6,{"$f":"D8360*'2.Proyecto'!$E$18","v":1.5000000000000001E-4}]
["2014-12-13T07:00:41.545","07:00:00",8312,1.75E-4,{"$f":"D8361*'2.Proyecto'!$E$18","v":8.7499999999999991E-3}]
["2014-12-13T08:00:41.550","08:00:00",8313,3.8400000000000001E-4,{"$f":"D8362*'2.Proyecto'!$E$18","v":1.9200000000000002E-2}]
["2014-12-13T09:00:41.555","09:00:00",8314,5.3499999999999999E-4,{"$f":"D8363*'2.Proyecto'!$E$18","v":2.6749999999999999E-2}]
["2014-12-13T10:00:41.560","10:00:00",8315,6.3000000000000003E-4,{"$f":"D8364*'2.Proyecto'!$E$18","v":3.15E-2}]
["2014-12-13T11:00:41.565","11:00:00",8316,6.7500000000000004E-4,{"$f":"D8365*'2.Proyecto'!$E$18","v":3.3750000000000002E-2}]
["2014-12-13T12:00:41.570","12:00:00",8317,6.730000000000001E-4,{"$f":"D8366*'2.Proyecto'!$E$18","v":3.3650000000000006E-2}]
["2014-12-13T13:00:41.575","13:00:00",8318,6.2200000000000005E-4,{"$f":"D8367*'2.Proyecto'!$E$18","v":3.1100000000000003E-2}]
["2014-12-13T14:00:41.580","14:00:00",8319,5.22E-4,{"$f":"D8368*'2.Proyecto'!$E$18","v":2.6100000000000002E-2}]
["2014-12-13T15:00:41.585","15:00:00",8320,3.4300000000000004E-4,{"$f":"D8369*'2.Proyecto'!$E$18","v":1.7150000000000002E-2}]
["2014-12-13T16:00:41.590","16:00:00",8321,1.0899999999999999E-4,{"$f":"D8370*'2.Proyecto'!$E$18","v":5.45E-3}]
["2014-12-13T17:00:41.595","17:00:00",8322,0,{"$f":"D8371*'2.Proyecto'!$E$18","v":0}]
["2014-12-13T18:00:41.600","18:00:00",8323,0,{"$f":"D8372*'2.Proyecto'!$E$18","v":0}]
["2014-12-13T19:00:41.605","19:00:00",8324,0,{"$f":"D8373*'2.Proyecto'!$E$18","v":0}]
["2014-12-13T20:00:41.610","20:00:00",8325,0,{"$f":"D8374*'2.Proyecto'!$E$18","v":0}]
["2014-12-13T21:00:41.615","21:00:00",8326,0,{"$f":"D8375*'2.Proyecto'!$E$18","v":0}]
["2014-12-13T22:00:41.620","22:00:00",8327,0,{"$f":"D8376*'2.Proyecto'!$E$18","v":0}]
["2014-12-13T23:00:41.625","23:00:00",8328,0,{"$f":"D8377*'2.Proyecto'!$E$18","v":0}]
["2014-12-14T00:00:41.630","00:00:00",8329,0,{"$f":"D8378*'2.Proyecto'!$E$18","v":0}]
["2014-12-14T01:00:41.635","01:00:00",8330,0,{"$f":"D8379*'2.Proyecto'!$E$18","v":0}]
["2014-12-14T02:00:41.640","02:00:00",8331,0,{"$f":"D8380*'2.Proyecto'!$E$18","v":0}]
["2014-12-14T03:00:41.645","03:00:00",8332,0,{"$f":"D8381*'2.Proyecto'!$E$18","v":0}]
["2014-12-14T04:00:41.650","04:00:00",8333,0,{"$f":"D8382*'2.Proyecto'!$E$18","v":0}]
["2014-12-14T05:00:41.655","05:00:00",8334,0,{"$f":"D8383*'2.Proyecto'!$E$18","v":0}]
["2014-12-14T06:00:41.660","06:00:00",8335,3.0000000000000001E-6,{"$f":"D8384*'2.Proyecto'!$E$18","v":1.5000000000000001E-4}]
["2014-12-14T07:00:41.665","07:00:00",8336,1.8699999999999999E-4,{"$f":"D8385*'2.Proyecto'!$E$18","v":9.3499999999999989E-3}]
["2014-12-14T08:00:41.670","08:00:00",8337,3.97E-4,{"$f":"D8386*'2.Proyecto'!$E$18","v":1.985E-2}]
["2014-12-14T09:00:41.675","09:00:00",8338,5.4600000000000004E-4,{"$f":"D8387*'2.Proyecto'!$E$18","v":2.7300000000000001E-2}]
["2014-12-14T10:00:41.680","10:00:00",8339,6.3900000000000003E-4,{"$f":"D8388*'2.Proyecto'!$E$18","v":3.1949999999999999E-2}]
["2014-12-14T11:00:41.685","11:00:00",8340,6.820000000000001E-4,{"$f":"D8389*'2.Proyecto'!$E$18","v":3.4100000000000005E-2}]
["2014-12-14T12:00:41.690","12:00:00",8341,6.7000000000000002E-4,{"$f":"D8390*'2.Proyecto'!$E$18","v":3.3500000000000002E-2}]
["2014-12-14T13:00:41.695","13:00:00",8342,5.9899999999999992E-4,{"$f":"D8391*'2.Proyecto'!$E$18","v":2.9949999999999997E-2}]
["2014-12-14T14:00:41.700","14:00:00",8343,5.2500000000000008E-4,{"$f":"D8392*'2.Proyecto'!$E$18","v":2.6250000000000002E-2}]
["2014-12-14T15:00:41.705","15:00:00",8344,3.7500000000000001E-4,{"$f":"D8393*'2.Proyecto'!$E$18","v":1.8749999999999999E-2}]
["2014-12-14T16:00:41.710","16:00:00",8345,1.7000000000000001E-4,{"$f":"D8394*'2.Proyecto'!$E$18","v":8.5000000000000006E-3}]
["2014-12-14T17:00:41.715","17:00:00",8346,9.9999999999999995E-7,{"$f":"D8395*'2.Proyecto'!$E$18","v":4.9999999999999996E-5}]
["2014-12-14T18:00:41.720","18:00:00",8347,0,{"$f":"D8396*'2.Proyecto'!$E$18","v":0}]
["2014-12-14T19:00:41.725","19:00:00",8348,0,{"$f":"D8397*'2.Proyecto'!$E$18","v":0}]
["2014-12-14T20:00:41.730","20:00:00",8349,0,{"$f":"D8398*'2.Proyecto'!$E$18","v":0}]
["2014-12-14T21:00:41.735","21:00:00",8350,0,{"$f":"D8399*'2.Proyecto'!$E$18","v":0}]
["2014-12-14T22:00:41.740","22:00:00",8351,0,{"$f":"D8400*'2.Proyecto'!$E$18","v":0}]
["2014-12-14T23:00:41.745","23:00:00",8352,0,{"$f":"D8401*'2.Proyecto'!$E$18","v":0}]
["2014-12-15T00:00:41.750","00:00:00",8353,0,{"$f":"D8402*'2.Proyecto'!$E$18","v":0}]
["2014-12-15T01:00:41.755","01:00:00",8354,0,{"$f":"D8403*'2.Proyecto'!$E$18","v":0}]
["2014-12-15T02:00:41.760","02:00:00",8355,0,{"$f":"D8404*'2.Proyecto'!$E$18","v":0}]
["2014-12-15T03:00:41.765","03:00:00",8356,0,{"$f":"D8405*'2.Proyecto'!$E$18","v":0}]
["2014-12-15T04:00:41.770","04:00:00",8357,0,{"$f":"D8406*'2.Proyecto'!$E$18","v":0}]
["2014-12-15T05:00:41.775","05:00:00",8358,0,{"$f":"D8407*'2.Proyecto'!$E$18","v":0}]
["2014-12-15T06:00:41.780","06:00:00",8359,3.0000000000000001E-6,{"$f":"D8408*'2.Proyecto'!$E$18","v":1.5000000000000001E-4}]
["2014-12-15T07:00:41.785","07:00:00",8360,1.8699999999999999E-4,{"$f":"D8409*'2.Proyecto'!$E$18","v":9.3499999999999989E-3}]
["2014-12-15T08:00:41.790","08:00:00",8361,3.9800000000000002E-4,{"$f":"D8410*'2.Proyecto'!$E$18","v":1.9900000000000001E-2}]
["2014-12-15T09:00:41.795","09:00:00",8362,5.4700000000000007E-4,{"$f":"D8411*'2.Proyecto'!$E$18","v":2.7350000000000003E-2}]
["2014-12-15T10:00:41.800","10:00:00",8363,6.4099999999999997E-4,{"$f":"D8412*'2.Proyecto'!$E$18","v":3.2049999999999995E-2}]
["2014-12-15T11:00:41.805","11:00:00",8364,6.8500000000000006E-4,{"$f":"D8413*'2.Proyecto'!$E$18","v":3.4250000000000003E-2}]
["2014-12-15T12:00:41.810","12:00:00",8365,6.8400000000000004E-4,{"$f":"D8414*'2.Proyecto'!$E$18","v":3.4200000000000001E-2}]
["2014-12-15T13:00:41.815","13:00:00",8366,6.3500000000000004E-4,{"$f":"D8415*'2.Proyecto'!$E$18","v":3.175E-2}]
["2014-12-15T14:00:41.820","14:00:00",8367,5.3800000000000007E-4,{"$f":"D8416*'2.Proyecto'!$E$18","v":2.6900000000000004E-2}]
["2014-12-15T15:00:41.825","15:00:00",8368,3.88E-4,{"$f":"D8417*'2.Proyecto'!$E$18","v":1.9400000000000001E-2}]
["2014-12-15T16:00:41.830","16:00:00",8369,1.83E-4,{"$f":"D8418*'2.Proyecto'!$E$18","v":9.1500000000000001E-3}]
["2014-12-15T17:00:41.835","17:00:00",8370,9.9999999999999995E-7,{"$f":"D8419*'2.Proyecto'!$E$18","v":4.9999999999999996E-5}]
["2014-12-15T18:00:41.840","18:00:00",8371,0,{"$f":"D8420*'2.Proyecto'!$E$18","v":0}]
["2014-12-15T19:00:41.845","19:00:00",8372,0,{"$f":"D8421*'2.Proyecto'!$E$18","v":0}]
["2014-12-15T20:00:41.850","20:00:00",8373,0,{"$f":"D8422*'2.Proyecto'!$E$18","v":0}]
["2014-12-15T21:00:41.855","21:00:00",8374,0,{"$f":"D8423*'2.Proyecto'!$E$18","v":0}]
["2014-12-15T22:00:41.860","22:00:00",8375,0,{"$f":"D8424*'2.Proyecto'!$E$18","v":0}]
["2014-12-15T23:00:41.865","23:00:00",8376,0,{"$f":"D8425*'2.Proyecto'!$E$18","v":0}]
["2014-12-16T00:00:41.870","00:00:00",8377,0,{"$f":"D8426*'2.Proyecto'!$E$18","v":0}]
["2014-12-16T01:00:41.875","01:00:00",8378,0,{"$f":"D8427*'2.Proyecto'!$E$18","v":0}]
["2014-12-16T02:00:41.880","02:00:00",8379,0,{"$f":"D8428*'2.Proyecto'!$E$18","v":0}]
["2014-12-16T03:00:41.885","03:00:00",8380,0,{"$f":"D8429*'2.Proyecto'!$E$18","v":0}]
["2014-12-16T04:00:41.890","04:00:00",8381,0,{"$f":"D8430*'2.Proyecto'!$E$18","v":0}]
["2014-12-16T05:00:41.895","05:00:00",8382,0,{"$f":"D8431*'2.Proyecto'!$E$18","v":0}]
["2014-12-16T06:00:41.900","06:00:00",8383,3.0000000000000001E-6,{"$f":"D8432*'2.Proyecto'!$E$18","v":1.5000000000000001E-4}]
["2014-12-16T07:00:41.905","07:00:00",8384,1.95E-4,{"$f":"D8433*'2.Proyecto'!$E$18","v":9.75E-3}]
["2014-12-16T08:00:41.910","08:00:00",8385,4.06E-4,{"$f":"D8434*'2.Proyecto'!$E$18","v":2.0299999999999999E-2}]
["2014-12-16T09:00:41.915","09:00:00",8386,5.5200000000000008E-4,{"$f":"D8435*'2.Proyecto'!$E$18","v":2.7600000000000003E-2}]
["2014-12-16T10:00:41.920","10:00:00",8387,6.4400000000000004E-4,{"$f":"D8436*'2.Proyecto'!$E$18","v":3.2199999999999999E-2}]
["2014-12-16T11:00:41.925","11:00:00",8388,6.87E-4,{"$f":"D8437*'2.Proyecto'!$E$18","v":3.4349999999999999E-2}]
["2014-12-16T12:00:41.930","12:00:00",8389,6.8300000000000001E-4,{"$f":"D8438*'2.Proyecto'!$E$18","v":3.415E-2}]
["2014-12-16T13:00:41.935","13:00:00",8390,6.3299999999999999E-4,{"$f":"D8439*'2.Proyecto'!$E$18","v":3.1649999999999998E-2}]
["2014-12-16T14:00:41.940","14:00:00",8391,5.3499999999999999E-4,{"$f":"D8440*'2.Proyecto'!$E$18","v":2.6749999999999999E-2}]
["2014-12-16T15:00:41.945","15:00:00",8392,3.8400000000000001E-4,{"$f":"D8441*'2.Proyecto'!$E$18","v":1.9200000000000002E-2}]
["2014-12-16T16:00:41.950","16:00:00",8393,1.6900000000000002E-4,{"$f":"D8442*'2.Proyecto'!$E$18","v":8.4500000000000009E-3}]
["2014-12-16T17:00:41.955","17:00:00",8394,0,{"$f":"D8443*'2.Proyecto'!$E$18","v":0}]
["2014-12-16T18:00:41.960","18:00:00",8395,0,{"$f":"D8444*'2.Proyecto'!$E$18","v":0}]
["2014-12-16T19:00:41.965","19:00:00",8396,0,{"$f":"D8445*'2.Proyecto'!$E$18","v":0}]
["2014-12-16T20:00:41.970","20:00:00",8397,0,{"$f":"D8446*'2.Proyecto'!$E$18","v":0}]
["2014-12-16T21:00:41.975","21:00:00",8398,0,{"$f":"D8447*'2.Proyecto'!$E$18","v":0}]
["2014-12-16T22:00:41.980","22:00:00",8399,0,{"$f":"D8448*'2.Proyecto'!$E$18","v":0}]
["2014-12-16T23:00:41.985","23:00:00",8400,0,{"$f":"D8449*'2.Proyecto'!$E$18","v":0}]
["2014-12-17T00:00:41.990","00:00:00",8401,0,{"$f":"D8450*'2.Proyecto'!$E$18","v":0}]
["2014-12-17T01:00:41.995","01:00:00",8402,0,{"$f":"D8451*'2.Proyecto'!$E$18","v":0}]
["2014-12-17T02:00:42","02:00:00",8403,0,{"$f":"D8452*'2.Proyecto'!$E$18","v":0}]
["2014-12-17T03:00:42.005","03:00:00",8404,0,{"$f":"D8453*'2.Proyecto'!$E$18","v":0}]
["2014-12-17T04:00:42.010","04:00:00",8405,0,{"$f":"D8454*'2.Proyecto'!$E$18","v":0}]
["2014-12-17T05:00:42.015","05:00:00",8406,0,{"$f":"D8455*'2.Proyecto'!$E$18","v":0}]
["2014-12-17T06:00:42.020","06:00:00",8407,3.0000000000000001E-6,{"$f":"D8456*'2.Proyecto'!$E$18","v":1.5000000000000001E-4}]
["2014-12-17T07:00:42.025","07:00:00",8408,1.94E-4,{"$f":"D8457*'2.Proyecto'!$E$18","v":9.7000000000000003E-3}]
["2014-12-17T08:00:42.030","08:00:00",8409,4.0200000000000001E-4,{"$f":"D8458*'2.Proyecto'!$E$18","v":2.01E-2}]
["2014-12-17T09:00:42.035","09:00:00",8410,5.4900000000000001E-4,{"$f":"D8459*'2.Proyecto'!$E$18","v":2.7450000000000002E-2}]
["2014-12-17T10:00:42.040","10:00:00",8411,6.4000000000000005E-4,{"$f":"D8460*'2.Proyecto'!$E$18","v":3.2000000000000001E-2}]
["2014-12-17T11:00:42.045","11:00:00",8412,6.8600000000000009E-4,{"$f":"D8461*'2.Proyecto'!$E$18","v":3.4300000000000004E-2}]
["2014-12-17T12:00:42.050","12:00:00",8413,6.8400000000000004E-4,{"$f":"D8462*'2.Proyecto'!$E$18","v":3.4200000000000001E-2}]
["2014-12-17T13:00:42.055","13:00:00",8414,6.3400000000000001E-4,{"$f":"D8463*'2.Proyecto'!$E$18","v":3.1699999999999999E-2}]
["2014-12-17T14:00:42.060","14:00:00",8415,5.3600000000000002E-4,{"$f":"D8464*'2.Proyecto'!$E$18","v":2.6800000000000001E-2}]
["2014-12-17T15:00:42.065","15:00:00",8416,3.8299999999999999E-4,{"$f":"D8465*'2.Proyecto'!$E$18","v":1.915E-2}]
["2014-12-17T16:00:42.070","16:00:00",8417,1.76E-4,{"$f":"D8466*'2.Proyecto'!$E$18","v":8.8000000000000005E-3}]
["2014-12-17T17:00:42.075","17:00:00",8418,9.9999999999999995E-7,{"$f":"D8467*'2.Proyecto'!$E$18","v":4.9999999999999996E-5}]
["2014-12-17T18:00:42.080","18:00:00",8419,0,{"$f":"D8468*'2.Proyecto'!$E$18","v":0}]
["2014-12-17T19:00:42.085","19:00:00",8420,0,{"$f":"D8469*'2.Proyecto'!$E$18","v":0}]
["2014-12-17T20:00:42.090","20:00:00",8421,0,{"$f":"D8470*'2.Proyecto'!$E$18","v":0}]
["2014-12-17T21:00:42.095","21:00:00",8422,0,{"$f":"D8471*'2.Proyecto'!$E$18","v":0}]
["2014-12-17T22:00:42.100","22:00:00",8423,0,{"$f":"D8472*'2.Proyecto'!$E$18","v":0}]
["2014-12-17T23:00:42.105","23:00:00",8424,0,{"$f":"D8473*'2.Proyecto'!$E$18","v":0}]
["2014-12-18T00:00:42.110","00:00:00",8425,0,{"$f":"D8474*'2.Proyecto'!$E$18","v":0}]
["2014-12-18T01:00:42.115","01:00:00",8426,0,{"$f":"D8475*'2.Proyecto'!$E$18","v":0}]
["2014-12-18T02:00:42.120","02:00:00",8427,0,{"$f":"D8476*'2.Proyecto'!$E$18","v":0}]
["2014-12-18T03:00:42.125","03:00:00",8428,0,{"$f":"D8477*'2.Proyecto'!$E$18","v":0}]
["2014-12-18T04:00:42.130","04:00:00",8429,0,{"$f":"D8478*'2.Proyecto'!$E$18","v":0}]
["2014-12-18T05:00:42.135","05:00:00",8430,0,{"$f":"D8479*'2.Proyecto'!$E$18","v":0}]
["2014-12-18T06:00:42.140","06:00:00",8431,3.0000000000000001E-6,{"$f":"D8480*'2.Proyecto'!$E$18","v":1.5000000000000001E-4}]
["2014-12-18T07:00:42.145","07:00:00",8432,1.94E-4,{"$f":"D8481*'2.Proyecto'!$E$18","v":9.7000000000000003E-3}]
["2014-12-18T08:00:42.150","08:00:00",8433,4.0699999999999997E-4,{"$f":"D8482*'2.Proyecto'!$E$18","v":2.035E-2}]
["2014-12-18T09:00:42.155","09:00:00",8434,5.5500000000000005E-4,{"$f":"D8483*'2.Proyecto'!$E$18","v":2.7750000000000004E-2}]
["2014-12-18T10:00:42.160","10:00:00",8435,6.4900000000000005E-4,{"$f":"D8484*'2.Proyecto'!$E$18","v":3.245E-2}]
["2014-12-18T11:00:42.165","11:00:00",8436,6.9299999999999993E-4,{"$f":"D8485*'2.Proyecto'!$E$18","v":3.4649999999999993E-2}]
["2014-12-18T12:00:42.170","12:00:00",8437,6.8999999999999997E-4,{"$f":"D8486*'2.Proyecto'!$E$18","v":3.4499999999999996E-2}]
["2014-12-18T13:00:42.175","13:00:00",8438,6.4000000000000005E-4,{"$f":"D8487*'2.Proyecto'!$E$18","v":3.2000000000000001E-2}]
["2014-12-18T14:00:42.180","14:00:00",8439,5.4200000000000006E-4,{"$f":"D8488*'2.Proyecto'!$E$18","v":2.7100000000000003E-2}]
["2014-12-18T15:00:42.185","15:00:00",8440,3.9100000000000002E-4,{"$f":"D8489*'2.Proyecto'!$E$18","v":1.9550000000000001E-2}]
["2014-12-18T16:00:42.190","16:00:00",8441,1.84E-4,{"$f":"D8490*'2.Proyecto'!$E$18","v":9.1999999999999998E-3}]
["2014-12-18T17:00:42.195","17:00:00",8442,9.9999999999999995E-7,{"$f":"D8491*'2.Proyecto'!$E$18","v":4.9999999999999996E-5}]
["2014-12-18T18:00:42.200","18:00:00",8443,0,{"$f":"D8492*'2.Proyecto'!$E$18","v":0}]
["2014-12-18T19:00:42.205","19:00:00",8444,0,{"$f":"D8493*'2.Proyecto'!$E$18","v":0}]
["2014-12-18T20:00:42.210","20:00:00",8445,0,{"$f":"D8494*'2.Proyecto'!$E$18","v":0}]
["2014-12-18T21:00:42.215","21:00:00",8446,0,{"$f":"D8495*'2.Proyecto'!$E$18","v":0}]
["2014-12-18T22:00:42.220","22:00:00",8447,0,{"$f":"D8496*'2.Proyecto'!$E$18","v":0}]
["2014-12-18T23:00:42.225","23:00:00",8448,0,{"$f":"D8497*'2.Proyecto'!$E$18","v":0}]
["2014-12-19T00:00:42.230","00:00:00",8449,0,{"$f":"D8498*'2.Proyecto'!$E$18","v":0}]
["2014-12-19T01:00:42.235","01:00:00",8450,0,{"$f":"D8499*'2.Proyecto'!$E$18","v":0}]
["2014-12-19T02:00:42.240","02:00:00",8451,0,{"$f":"D8500*'2.Proyecto'!$E$18","v":0}]
["2014-12-19T03:00:42.245","03:00:00",8452,0,{"$f":"D8501*'2.Proyecto'!$E$18","v":0}]
["2014-12-19T04:00:42.250","04:00:00",8453,0,{"$f":"D8502*'2.Proyecto'!$E$18","v":0}]
["2014-12-19T05:00:42.255","05:00:00",8454,0,{"$f":"D8503*'2.Proyecto'!$E$18","v":0}]
["2014-12-19T06:00:42.260","06:00:00",8455,3.0000000000000001E-6,{"$f":"D8504*'2.Proyecto'!$E$18","v":1.5000000000000001E-4}]
["2014-12-19T07:00:42.265","07:00:00",8456,1.7699999999999999E-4,{"$f":"D8505*'2.Proyecto'!$E$18","v":8.8500000000000002E-3}]
["2014-12-19T08:00:42.270","08:00:00",8457,3.8000000000000002E-4,{"$f":"D8506*'2.Proyecto'!$E$18","v":1.9E-2}]
["2014-12-19T09:00:42.275","09:00:00",8458,5.2300000000000003E-4,{"$f":"D8507*'2.Proyecto'!$E$18","v":2.615E-2}]
["2014-12-19T10:00:42.280","10:00:00",8459,6.0700000000000001E-4,{"$f":"D8508*'2.Proyecto'!$E$18","v":3.0350000000000002E-2}]
["2014-12-19T11:00:42.285","11:00:00",8460,6.3199999999999997E-4,{"$f":"D8509*'2.Proyecto'!$E$18","v":3.1599999999999996E-2}]
["2014-12-19T12:00:42.290","12:00:00",8461,6.02E-4,{"$f":"D8510*'2.Proyecto'!$E$18","v":3.0099999999999998E-2}]
["2014-12-19T13:00:42.295","13:00:00",8462,5.5200000000000008E-4,{"$f":"D8511*'2.Proyecto'!$E$18","v":2.7600000000000003E-2}]
["2014-12-19T14:00:42.300","14:00:00",8463,4.9299999999999995E-4,{"$f":"D8512*'2.Proyecto'!$E$18","v":2.4649999999999998E-2}]
["2014-12-19T15:00:42.305","15:00:00",8464,2.9700000000000001E-4,{"$f":"D8513*'2.Proyecto'!$E$18","v":1.485E-2}]
["2014-12-19T16:00:42.310","16:00:00",8465,1.15E-4,{"$f":"D8514*'2.Proyecto'!$E$18","v":5.7499999999999999E-3}]
["2014-12-19T17:00:42.315","17:00:00",8466,0,{"$f":"D8515*'2.Proyecto'!$E$18","v":0}]
["2014-12-19T18:00:42.320","18:00:00",8467,0,{"$f":"D8516*'2.Proyecto'!$E$18","v":0}]
["2014-12-19T19:00:42.325","19:00:00",8468,0,{"$f":"D8517*'2.Proyecto'!$E$18","v":0}]
["2014-12-19T20:00:42.330","20:00:00",8469,0,{"$f":"D8518*'2.Proyecto'!$E$18","v":0}]
["2014-12-19T21:00:42.335","21:00:00",8470,0,{"$f":"D8519*'2.Proyecto'!$E$18","v":0}]
["2014-12-19T22:00:42.340","22:00:00",8471,0,{"$f":"D8520*'2.Proyecto'!$E$18","v":0}]
["2014-12-19T23:00:42.345","23:00:00",8472,0,{"$f":"D8521*'2.Proyecto'!$E$18","v":0}]
["2014-12-20T00:00:42.350","00:00:00",8473,0,{"$f":"D8522*'2.Proyecto'!$E$18","v":0}]
["2014-12-20T01:00:42.355","01:00:00",8474,0,{"$f":"D8523*'2.Proyecto'!$E$18","v":0}]
["2014-12-20T02:00:42.360","02:00:00",8475,0,{"$f":"D8524*'2.Proyecto'!$E$18","v":0}]
["2014-12-20T03:00:42.365","03:00:00",8476,0,{"$f":"D8525*'2.Proyecto'!$E$18","v":0}]
["2014-12-20T04:00:42.370","04:00:00",8477,0,{"$f":"D8526*'2.Proyecto'!$E$18","v":0}]
["2014-12-20T05:00:42.375","05:00:00",8478,0,{"$f":"D8527*'2.Proyecto'!$E$18","v":0}]
["2014-12-20T06:00:42.380","06:00:00",8479,9.9999999999999995E-7,{"$f":"D8528*'2.Proyecto'!$E$18","v":4.9999999999999996E-5}]
["2014-12-20T07:00:42.385","07:00:00",8480,1.22E-4,{"$f":"D8529*'2.Proyecto'!$E$18","v":6.0999999999999995E-3}]
["2014-12-20T08:00:42.390","08:00:00",8481,2.9700000000000001E-4,{"$f":"D8530*'2.Proyecto'!$E$18","v":1.485E-2}]
["2014-12-20T09:00:42.395","09:00:00",8482,4.1999999999999996E-4,{"$f":"D8531*'2.Proyecto'!$E$18","v":2.0999999999999998E-2}]
["2014-12-20T10:00:42.400","10:00:00",8483,5.2700000000000002E-4,{"$f":"D8532*'2.Proyecto'!$E$18","v":2.6350000000000002E-2}]
["2014-12-20T11:00:42.405","11:00:00",8484,5.9599999999999996E-4,{"$f":"D8533*'2.Proyecto'!$E$18","v":2.9799999999999997E-2}]
["2014-12-20T12:00:42.410","12:00:00",8485,5.5800000000000001E-4,{"$f":"D8534*'2.Proyecto'!$E$18","v":2.7900000000000001E-2}]
["2014-12-20T13:00:42.415","13:00:00",8486,4.2299999999999998E-4,{"$f":"D8535*'2.Proyecto'!$E$18","v":2.1149999999999999E-2}]
["2014-12-20T14:00:42.420","14:00:00",8487,3.3400000000000004E-4,{"$f":"D8536*'2.Proyecto'!$E$18","v":1.6700000000000003E-2}]
["2014-12-20T15:00:42.425","15:00:00",8488,2.22E-4,{"$f":"D8537*'2.Proyecto'!$E$18","v":1.11E-2}]
["2014-12-20T16:00:42.430","16:00:00",8489,8.4000000000000009E-5,{"$f":"D8538*'2.Proyecto'!$E$18","v":4.2000000000000006E-3}]
["2014-12-20T17:00:42.435","17:00:00",8490,0,{"$f":"D8539*'2.Proyecto'!$E$18","v":0}]
["2014-12-20T18:00:42.440","18:00:00",8491,0,{"$f":"D8540*'2.Proyecto'!$E$18","v":0}]
["2014-12-20T19:00:42.445","19:00:00",8492,0,{"$f":"D8541*'2.Proyecto'!$E$18","v":0}]
["2014-12-20T20:00:42.450","20:00:00",8493,0,{"$f":"D8542*'2.Proyecto'!$E$18","v":0}]
["2014-12-20T21:00:42.455","21:00:00",8494,0,{"$f":"D8543*'2.Proyecto'!$E$18","v":0}]
["2014-12-20T22:00:42.460","22:00:00",8495,0,{"$f":"D8544*'2.Proyecto'!$E$18","v":0}]
["2014-12-20T23:00:42.465","23:00:00",8496,0,{"$f":"D8545*'2.Proyecto'!$E$18","v":0}]
["2014-12-21T00:00:42.470","00:00:00",8497,0,{"$f":"D8546*'2.Proyecto'!$E$18","v":0}]
["2014-12-21T01:00:42.475","01:00:00",8498,0,{"$f":"D8547*'2.Proyecto'!$E$18","v":0}]
["2014-12-21T02:00:42.480","02:00:00",8499,0,{"$f":"D8548*'2.Proyecto'!$E$18","v":0}]
["2014-12-21T03:00:42.485","03:00:00",8500,0,{"$f":"D8549*'2.Proyecto'!$E$18","v":0}]
["2014-12-21T04:00:42.490","04:00:00",8501,0,{"$f":"D8550*'2.Proyecto'!$E$18","v":0}]
["2014-12-21T05:00:42.495","05:00:00",8502,0,{"$f":"D8551*'2.Proyecto'!$E$18","v":0}]
["2014-12-21T06:00:42.500","06:00:00",8503,9.9999999999999995E-7,{"$f":"D8552*'2.Proyecto'!$E$18","v":4.9999999999999996E-5}]
["2014-12-21T07:00:42.505","07:00:00",8504,1.5300000000000001E-4,{"$f":"D8553*'2.Proyecto'!$E$18","v":7.6500000000000005E-3}]
["2014-12-21T08:00:42.510","08:00:00",8505,3.6199999999999996E-4,{"$f":"D8554*'2.Proyecto'!$E$18","v":1.8099999999999998E-2}]
["2014-12-21T09:00:42.515","09:00:00",8506,4.95E-4,{"$f":"D8555*'2.Proyecto'!$E$18","v":2.4750000000000001E-2}]
["2014-12-21T10:00:42.520","10:00:00",8507,5.7199999999999992E-4,{"$f":"D8556*'2.Proyecto'!$E$18","v":2.8599999999999997E-2}]
["2014-12-21T11:00:42.525","11:00:00",8508,6.0700000000000001E-4,{"$f":"D8557*'2.Proyecto'!$E$18","v":3.0350000000000002E-2}]
["2014-12-21T12:00:42.530","12:00:00",8509,5.7799999999999995E-4,{"$f":"D8558*'2.Proyecto'!$E$18","v":2.8899999999999999E-2}]
["2014-12-21T13:00:42.535","13:00:00",8510,5.1800000000000001E-4,{"$f":"D8559*'2.Proyecto'!$E$18","v":2.5899999999999999E-2}]
["2014-12-21T14:00:42.540","14:00:00",8511,3.5299999999999996E-4,{"$f":"D8560*'2.Proyecto'!$E$18","v":1.7649999999999999E-2}]
["2014-12-21T15:00:42.545","15:00:00",8512,2.02E-4,{"$f":"D8561*'2.Proyecto'!$E$18","v":1.01E-2}]
["2014-12-21T16:00:42.550","16:00:00",8513,7.2999999999999999E-5,{"$f":"D8562*'2.Proyecto'!$E$18","v":3.65E-3}]
["2014-12-21T17:00:42.555","17:00:00",8514,0,{"$f":"D8563*'2.Proyecto'!$E$18","v":0}]
["2014-12-21T18:00:42.560","18:00:00",8515,0,{"$f":"D8564*'2.Proyecto'!$E$18","v":0}]
["2014-12-21T19:00:42.565","19:00:00",8516,0,{"$f":"D8565*'2.Proyecto'!$E$18","v":0}]
["2014-12-21T20:00:42.570","20:00:00",8517,0,{"$f":"D8566*'2.Proyecto'!$E$18","v":0}]
["2014-12-21T21:00:42.575","21:00:00",8518,0,{"$f":"D8567*'2.Proyecto'!$E$18","v":0}]
["2014-12-21T22:00:42.580","22:00:00",8519,0,{"$f":"D8568*'2.Proyecto'!$E$18","v":0}]
["2014-12-21T23:00:42.585","23:00:00",8520,0,{"$f":"D8569*'2.Proyecto'!$E$18","v":0}]
["2014-12-22T00:00:42.590","00:00:00",8521,0,{"$f":"D8570*'2.Proyecto'!$E$18","v":0}]
["2014-12-22T01:00:42.595","01:00:00",8522,0,{"$f":"D8571*'2.Proyecto'!$E$18","v":0}]
["2014-12-22T02:00:42.600","02:00:00",8523,0,{"$f":"D8572*'2.Proyecto'!$E$18","v":0}]
["2014-12-22T03:00:42.605","03:00:00",8524,0,{"$f":"D8573*'2.Proyecto'!$E$18","v":0}]
["2014-12-22T04:00:42.610","04:00:00",8525,0,{"$f":"D8574*'2.Proyecto'!$E$18","v":0}]
["2014-12-22T05:00:42.615","05:00:00",8526,0,{"$f":"D8575*'2.Proyecto'!$E$18","v":0}]
["2014-12-22T06:00:42.620","06:00:00",8527,0,{"$f":"D8576*'2.Proyecto'!$E$18","v":0}]
["2014-12-22T07:00:42.625","07:00:00",8528,5.7000000000000003E-5,{"$f":"D8577*'2.Proyecto'!$E$18","v":2.8500000000000001E-3}]
["2014-12-22T08:00:42.630","08:00:00",8529,1.63E-4,{"$f":"D8578*'2.Proyecto'!$E$18","v":8.150000000000001E-3}]
["2014-12-22T09:00:42.635","09:00:00",8530,2.7900000000000001E-4,{"$f":"D8579*'2.Proyecto'!$E$18","v":1.3950000000000001E-2}]
["2014-12-22T10:00:42.640","10:00:00",8531,3.6699999999999998E-4,{"$f":"D8580*'2.Proyecto'!$E$18","v":1.8349999999999998E-2}]
["2014-12-22T11:00:42.645","11:00:00",8532,4.3800000000000002E-4,{"$f":"D8581*'2.Proyecto'!$E$18","v":2.1900000000000003E-2}]
["2014-12-22T12:00:42.650","12:00:00",8533,5.13E-4,{"$f":"D8582*'2.Proyecto'!$E$18","v":2.5649999999999999E-2}]
["2014-12-22T13:00:42.655","13:00:00",8534,5.2500000000000008E-4,{"$f":"D8583*'2.Proyecto'!$E$18","v":2.6250000000000002E-2}]
["2014-12-22T14:00:42.660","14:00:00",8535,4.7399999999999997E-4,{"$f":"D8584*'2.Proyecto'!$E$18","v":2.3699999999999999E-2}]
["2014-12-22T15:00:42.665","15:00:00",8536,3.1199999999999999E-4,{"$f":"D8585*'2.Proyecto'!$E$18","v":1.5599999999999999E-2}]
["2014-12-22T16:00:42.670","16:00:00",8537,1.1999999999999999E-4,{"$f":"D8586*'2.Proyecto'!$E$18","v":5.9999999999999993E-3}]
["2014-12-22T17:00:42.675","17:00:00",8538,0,{"$f":"D8587*'2.Proyecto'!$E$18","v":0}]
["2014-12-22T18:00:42.680","18:00:00",8539,0,{"$f":"D8588*'2.Proyecto'!$E$18","v":0}]
["2014-12-22T19:00:42.685","19:00:00",8540,0,{"$f":"D8589*'2.Proyecto'!$E$18","v":0}]
["2014-12-22T20:00:42.690","20:00:00",8541,0,{"$f":"D8590*'2.Proyecto'!$E$18","v":0}]
["2014-12-22T21:00:42.695","21:00:00",8542,0,{"$f":"D8591*'2.Proyecto'!$E$18","v":0}]
["2014-12-22T22:00:42.700","22:00:00",8543,0,{"$f":"D8592*'2.Proyecto'!$E$18","v":0}]
["2014-12-22T23:00:42.705","23:00:00",8544,0,{"$f":"D8593*'2.Proyecto'!$E$18","v":0}]
["2014-12-23T00:00:42.710","00:00:00",8545,0,{"$f":"D8594*'2.Proyecto'!$E$18","v":0}]
["2014-12-23T01:00:42.715","01:00:00",8546,0,{"$f":"D8595*'2.Proyecto'!$E$18","v":0}]
["2014-12-23T02:00:42.720","02:00:00",8547,0,{"$f":"D8596*'2.Proyecto'!$E$18","v":0}]
["2014-12-23T03:00:42.725","03:00:00",8548,0,{"$f":"D8597*'2.Proyecto'!$E$18","v":0}]
["2014-12-23T04:00:42.730","04:00:00",8549,0,{"$f":"D8598*'2.Proyecto'!$E$18","v":0}]
["2014-12-23T05:00:42.735","05:00:00",8550,0,{"$f":"D8599*'2.Proyecto'!$E$18","v":0}]
["2014-12-23T06:00:42.740","06:00:00",8551,9.9999999999999995E-7,{"$f":"D8600*'2.Proyecto'!$E$18","v":4.9999999999999996E-5}]
["2014-12-23T07:00:42.745","07:00:00",8552,1.0399999999999999E-4,{"$f":"D8601*'2.Proyecto'!$E$18","v":5.1999999999999998E-3}]
["2014-12-23T08:00:42.750","08:00:00",8553,2.31E-4,{"$f":"D8602*'2.Proyecto'!$E$18","v":1.155E-2}]
["2014-12-23T09:00:42.755","09:00:00",8554,2.8000000000000003E-4,{"$f":"D8603*'2.Proyecto'!$E$18","v":1.4000000000000002E-2}]
["2014-12-23T10:00:42.760","10:00:00",8555,5.0600000000000005E-4,{"$f":"D8604*'2.Proyecto'!$E$18","v":2.5300000000000003E-2}]
["2014-12-23T11:00:42.765","11:00:00",8556,5.1699999999999999E-4,{"$f":"D8605*'2.Proyecto'!$E$18","v":2.5849999999999998E-2}]
["2014-12-23T12:00:42.770","12:00:00",8557,3.5999999999999997E-4,{"$f":"D8606*'2.Proyecto'!$E$18","v":1.7999999999999999E-2}]
["2014-12-23T13:00:42.775","13:00:00",8558,2.0599999999999999E-4,{"$f":"D8607*'2.Proyecto'!$E$18","v":1.03E-2}]
["2014-12-23T14:00:42.780","14:00:00",8559,2.05E-4,{"$f":"D8608*'2.Proyecto'!$E$18","v":1.025E-2}]
["2014-12-23T15:00:42.785","15:00:00",8560,2.0100000000000001E-4,{"$f":"D8609*'2.Proyecto'!$E$18","v":1.005E-2}]
["2014-12-23T16:00:42.790","16:00:00",8561,5.1E-5,{"$f":"D8610*'2.Proyecto'!$E$18","v":2.5500000000000002E-3}]
["2014-12-23T17:00:42.795","17:00:00",8562,0,{"$f":"D8611*'2.Proyecto'!$E$18","v":0}]
["2014-12-23T18:00:42.800","18:00:00",8563,0,{"$f":"D8612*'2.Proyecto'!$E$18","v":0}]
["2014-12-23T19:00:42.805","19:00:00",8564,0,{"$f":"D8613*'2.Proyecto'!$E$18","v":0}]
["2014-12-23T20:00:42.810","20:00:00",8565,0,{"$f":"D8614*'2.Proyecto'!$E$18","v":0}]
["2014-12-23T21:00:42.815","21:00:00",8566,0,{"$f":"D8615*'2.Proyecto'!$E$18","v":0}]
["2014-12-23T22:00:42.820","22:00:00",8567,0,{"$f":"D8616*'2.Proyecto'!$E$18","v":0}]
["2014-12-23T23:00:42.825","23:00:00",8568,0,{"$f":"D8617*'2.Proyecto'!$E$18","v":0}]
["2014-12-24T00:00:42.830","00:00:00",8569,0,{"$f":"D8618*'2.Proyecto'!$E$18","v":0}]
["2014-12-24T01:00:42.835","01:00:00",8570,0,{"$f":"D8619*'2.Proyecto'!$E$18","v":0}]
["2014-12-24T02:00:42.840","02:00:00",8571,0,{"$f":"D8620*'2.Proyecto'!$E$18","v":0}]
["2014-12-24T03:00:42.845","03:00:00",8572,0,{"$f":"D8621*'2.Proyecto'!$E$18","v":0}]
["2014-12-24T04:00:42.850","04:00:00",8573,0,{"$f":"D8622*'2.Proyecto'!$E$18","v":0}]
["2014-12-24T05:00:42.855","05:00:00",8574,0,{"$f":"D8623*'2.Proyecto'!$E$18","v":0}]
["2014-12-24T06:00:42.860","06:00:00",8575,0,{"$f":"D8624*'2.Proyecto'!$E$18","v":0}]
["2014-12-24T07:00:42.865","07:00:00",8576,6.5000000000000008E-5,{"$f":"D8625*'2.Proyecto'!$E$18","v":3.2500000000000003E-3}]
["2014-12-24T08:00:42.870","08:00:00",8577,1.9600000000000002E-4,{"$f":"D8626*'2.Proyecto'!$E$18","v":9.8000000000000014E-3}]
["2014-12-24T09:00:42.875","09:00:00",8578,3.2900000000000003E-4,{"$f":"D8627*'2.Proyecto'!$E$18","v":1.6450000000000003E-2}]
["2014-12-24T10:00:42.880","10:00:00",8579,4.2400000000000001E-4,{"$f":"D8628*'2.Proyecto'!$E$18","v":2.12E-2}]
["2014-12-24T11:00:42.885","11:00:00",8580,4.0000000000000002E-4,{"$f":"D8629*'2.Proyecto'!$E$18","v":0.02}]
["2014-12-24T12:00:42.890","12:00:00",8581,3.6299999999999999E-4,{"$f":"D8630*'2.Proyecto'!$E$18","v":1.8149999999999999E-2}]
["2014-12-24T13:00:42.895","13:00:00",8582,2.9099999999999997E-4,{"$f":"D8631*'2.Proyecto'!$E$18","v":1.4549999999999999E-2}]
["2014-12-24T14:00:42.900","14:00:00",8583,2.31E-4,{"$f":"D8632*'2.Proyecto'!$E$18","v":1.155E-2}]
["2014-12-24T15:00:42.905","15:00:00",8584,1.47E-4,{"$f":"D8633*'2.Proyecto'!$E$18","v":7.3499999999999998E-3}]
["2014-12-24T16:00:42.910","16:00:00",8585,5.1E-5,{"$f":"D8634*'2.Proyecto'!$E$18","v":2.5500000000000002E-3}]
["2014-12-24T17:00:42.915","17:00:00",8586,0,{"$f":"D8635*'2.Proyecto'!$E$18","v":0}]
["2014-12-24T18:00:42.920","18:00:00",8587,0,{"$f":"D8636*'2.Proyecto'!$E$18","v":0}]
["2014-12-24T19:00:42.925","19:00:00",8588,0,{"$f":"D8637*'2.Proyecto'!$E$18","v":0}]
["2014-12-24T20:00:42.930","20:00:00",8589,0,{"$f":"D8638*'2.Proyecto'!$E$18","v":0}]
["2014-12-24T21:00:42.935","21:00:00",8590,0,{"$f":"D8639*'2.Proyecto'!$E$18","v":0}]
["2014-12-24T22:00:42.940","22:00:00",8591,0,{"$f":"D8640*'2.Proyecto'!$E$18","v":0}]
["2014-12-24T23:00:42.945","23:00:00",8592,0,{"$f":"D8641*'2.Proyecto'!$E$18","v":0}]
["2014-12-25T00:00:42.950","00:00:00",8593,0,{"$f":"D8642*'2.Proyecto'!$E$18","v":0}]
["2014-12-25T01:00:42.955","01:00:00",8594,0,{"$f":"D8643*'2.Proyecto'!$E$18","v":0}]
["2014-12-25T02:00:42.960","02:00:00",8595,0,{"$f":"D8644*'2.Proyecto'!$E$18","v":0}]
["2014-12-25T03:00:42.965","03:00:00",8596,0,{"$f":"D8645*'2.Proyecto'!$E$18","v":0}]
["2014-12-25T04:00:42.970","04:00:00",8597,0,{"$f":"D8646*'2.Proyecto'!$E$18","v":0}]
["2014-12-25T05:00:42.975","05:00:00",8598,0,{"$f":"D8647*'2.Proyecto'!$E$18","v":0}]
["2014-12-25T06:00:42.980","06:00:00",8599,0,{"$f":"D8648*'2.Proyecto'!$E$18","v":0}]
["2014-12-25T07:00:42.985","07:00:00",8600,3.8000000000000002E-5,{"$f":"D8649*'2.Proyecto'!$E$18","v":1.9000000000000002E-3}]
["2014-12-25T08:00:42.990","08:00:00",8601,1.34E-4,{"$f":"D8650*'2.Proyecto'!$E$18","v":6.7000000000000002E-3}]
["2014-12-25T09:00:42.995","09:00:00",8602,2.6000000000000003E-4,{"$f":"D8651*'2.Proyecto'!$E$18","v":1.3000000000000001E-2}]
["2014-12-25T10:00:43","10:00:00",8603,3.9100000000000002E-4,{"$f":"D8652*'2.Proyecto'!$E$18","v":1.9550000000000001E-2}]
["2014-12-25T11:00:43.005","11:00:00",8604,4.26E-4,{"$f":"D8653*'2.Proyecto'!$E$18","v":2.1299999999999999E-2}]
["2014-12-25T12:00:43.010","12:00:00",8605,3.77E-4,{"$f":"D8654*'2.Proyecto'!$E$18","v":1.8849999999999999E-2}]
["2014-12-25T13:00:43.015","13:00:00",8606,2.7400000000000005E-4,{"$f":"D8655*'2.Proyecto'!$E$18","v":1.3700000000000002E-2}]
["2014-12-25T14:00:43.020","14:00:00",8607,1.7000000000000001E-4,{"$f":"D8656*'2.Proyecto'!$E$18","v":8.5000000000000006E-3}]
["2014-12-25T15:00:43.025","15:00:00",8608,9.2E-5,{"$f":"D8657*'2.Proyecto'!$E$18","v":4.5999999999999999E-3}]
["2014-12-25T16:00:43.030","16:00:00",8609,2.9999999999999997E-5,{"$f":"D8658*'2.Proyecto'!$E$18","v":1.4999999999999998E-3}]
["2014-12-25T17:00:43.035","17:00:00",8610,0,{"$f":"D8659*'2.Proyecto'!$E$18","v":0}]
["2014-12-25T18:00:43.040","18:00:00",8611,0,{"$f":"D8660*'2.Proyecto'!$E$18","v":0}]
["2014-12-25T19:00:43.045","19:00:00",8612,0,{"$f":"D8661*'2.Proyecto'!$E$18","v":0}]
["2014-12-25T20:00:43.050","20:00:00",8613,0,{"$f":"D8662*'2.Proyecto'!$E$18","v":0}]
["2014-12-25T21:00:43.055","21:00:00",8614,0,{"$f":"D8663*'2.Proyecto'!$E$18","v":0}]
["2014-12-25T22:00:43.060","22:00:00",8615,0,{"$f":"D8664*'2.Proyecto'!$E$18","v":0}]
["2014-12-25T23:00:43.065","23:00:00",8616,0,{"$f":"D8665*'2.Proyecto'!$E$18","v":0}]
["2014-12-26T00:00:43.070","00:00:00",8617,0,{"$f":"D8666*'2.Proyecto'!$E$18","v":0}]
["2014-12-26T01:00:43.075","01:00:00",8618,0,{"$f":"D8667*'2.Proyecto'!$E$18","v":0}]
["2014-12-26T02:00:43.080","02:00:00",8619,0,{"$f":"D8668*'2.Proyecto'!$E$18","v":0}]
["2014-12-26T03:00:43.085","03:00:00",8620,0,{"$f":"D8669*'2.Proyecto'!$E$18","v":0}]
["2014-12-26T04:00:43.090","04:00:00",8621,0,{"$f":"D8670*'2.Proyecto'!$E$18","v":0}]
["2014-12-26T05:00:43.095","05:00:00",8622,0,{"$f":"D8671*'2.Proyecto'!$E$18","v":0}]
["2014-12-26T06:00:43.100","06:00:00",8623,9.9999999999999995E-7,{"$f":"D8672*'2.Proyecto'!$E$18","v":4.9999999999999996E-5}]
["2014-12-26T07:00:43.105","07:00:00",8624,1.2300000000000001E-4,{"$f":"D8673*'2.Proyecto'!$E$18","v":6.1500000000000001E-3}]
["2014-12-26T08:00:43.110","08:00:00",8625,2.8699999999999998E-4,{"$f":"D8674*'2.Proyecto'!$E$18","v":1.435E-2}]
["2014-12-26T09:00:43.115","09:00:00",8626,4.15E-4,{"$f":"D8675*'2.Proyecto'!$E$18","v":2.0750000000000001E-2}]
["2014-12-26T10:00:43.120","10:00:00",8627,5.0699999999999996E-4,{"$f":"D8676*'2.Proyecto'!$E$18","v":2.5349999999999998E-2}]
["2014-12-26T11:00:43.125","11:00:00",8628,6.0499999999999996E-4,{"$f":"D8677*'2.Proyecto'!$E$18","v":3.0249999999999999E-2}]
["2014-12-26T12:00:43.130","12:00:00",8629,6.2399999999999999E-4,{"$f":"D8678*'2.Proyecto'!$E$18","v":3.1199999999999999E-2}]
["2014-12-26T13:00:43.135","13:00:00",8630,5.7399999999999997E-4,{"$f":"D8679*'2.Proyecto'!$E$18","v":2.87E-2}]
["2014-12-26T14:00:43.140","14:00:00",8631,4.8299999999999998E-4,{"$f":"D8680*'2.Proyecto'!$E$18","v":2.4149999999999998E-2}]
["2014-12-26T15:00:43.145","15:00:00",8632,3.3600000000000004E-4,{"$f":"D8681*'2.Proyecto'!$E$18","v":1.6800000000000002E-2}]
["2014-12-26T16:00:43.150","16:00:00",8633,1.3300000000000001E-4,{"$f":"D8682*'2.Proyecto'!$E$18","v":6.6500000000000005E-3}]
["2014-12-26T17:00:43.155","17:00:00",8634,0,{"$f":"D8683*'2.Proyecto'!$E$18","v":0}]
["2014-12-26T18:00:43.160","18:00:00",8635,0,{"$f":"D8684*'2.Proyecto'!$E$18","v":0}]
["2014-12-26T19:00:43.165","19:00:00",8636,0,{"$f":"D8685*'2.Proyecto'!$E$18","v":0}]
["2014-12-26T20:00:43.170","20:00:00",8637,0,{"$f":"D8686*'2.Proyecto'!$E$18","v":0}]
["2014-12-26T21:00:43.175","21:00:00",8638,0,{"$f":"D8687*'2.Proyecto'!$E$18","v":0}]
["2014-12-26T22:00:43.180","22:00:00",8639,0,{"$f":"D8688*'2.Proyecto'!$E$18","v":0}]
["2014-12-26T23:00:43.185","23:00:00",8640,0,{"$f":"D8689*'2.Proyecto'!$E$18","v":0}]
["2014-12-27T00:00:43.190","00:00:00",8641,0,{"$f":"D8690*'2.Proyecto'!$E$18","v":0}]
["2014-12-27T01:00:43.195","01:00:00",8642,0,{"$f":"D8691*'2.Proyecto'!$E$18","v":0}]
["2014-12-27T02:00:43.200","02:00:00",8643,0,{"$f":"D8692*'2.Proyecto'!$E$18","v":0}]
["2014-12-27T03:00:43.205","03:00:00",8644,0,{"$f":"D8693*'2.Proyecto'!$E$18","v":0}]
["2014-12-27T04:00:43.210","04:00:00",8645,0,{"$f":"D8694*'2.Proyecto'!$E$18","v":0}]
["2014-12-27T05:00:43.215","05:00:00",8646,0,{"$f":"D8695*'2.Proyecto'!$E$18","v":0}]
["2014-12-27T06:00:43.220","06:00:00",8647,3.0000000000000001E-6,{"$f":"D8696*'2.Proyecto'!$E$18","v":1.5000000000000001E-4}]
["2014-12-27T07:00:43.225","07:00:00",8648,1.8799999999999999E-4,{"$f":"D8697*'2.Proyecto'!$E$18","v":9.3999999999999986E-3}]
["2014-12-27T08:00:43.230","08:00:00",8649,3.9300000000000001E-4,{"$f":"D8698*'2.Proyecto'!$E$18","v":1.9650000000000001E-2}]
["2014-12-27T09:00:43.235","09:00:00",8650,5.3600000000000002E-4,{"$f":"D8699*'2.Proyecto'!$E$18","v":2.6800000000000001E-2}]
["2014-12-27T10:00:43.240","10:00:00",8651,6.2799999999999998E-4,{"$f":"D8700*'2.Proyecto'!$E$18","v":3.1399999999999997E-2}]
["2014-12-27T11:00:43.245","11:00:00",8652,6.6800000000000008E-4,{"$f":"D8701*'2.Proyecto'!$E$18","v":3.3400000000000006E-2}]
["2014-12-27T12:00:43.250","12:00:00",8653,6.6E-4,{"$f":"D8702*'2.Proyecto'!$E$18","v":3.3000000000000002E-2}]
["2014-12-27T13:00:43.255","13:00:00",8654,6.11E-4,{"$f":"D8703*'2.Proyecto'!$E$18","v":3.0550000000000001E-2}]
["2014-12-27T14:00:43.260","14:00:00",8655,5.1500000000000005E-4,{"$f":"D8704*'2.Proyecto'!$E$18","v":2.5750000000000002E-2}]
["2014-12-27T15:00:43.265","15:00:00",8656,3.6499999999999998E-4,{"$f":"D8705*'2.Proyecto'!$E$18","v":1.8249999999999999E-2}]
["2014-12-27T16:00:43.270","16:00:00",8657,1.6200000000000001E-4,{"$f":"D8706*'2.Proyecto'!$E$18","v":8.0999999999999996E-3}]
["2014-12-27T17:00:43.275","17:00:00",8658,9.9999999999999995E-7,{"$f":"D8707*'2.Proyecto'!$E$18","v":4.9999999999999996E-5}]
["2014-12-27T18:00:43.280","18:00:00",8659,0,{"$f":"D8708*'2.Proyecto'!$E$18","v":0}]
["2014-12-27T19:00:43.285","19:00:00",8660,0,{"$f":"D8709*'2.Proyecto'!$E$18","v":0}]
["2014-12-27T20:00:43.290","20:00:00",8661,0,{"$f":"D8710*'2.Proyecto'!$E$18","v":0}]
["2014-12-27T21:00:43.295","21:00:00",8662,0,{"$f":"D8711*'2.Proyecto'!$E$18","v":0}]
["2014-12-27T22:00:43.300","22:00:00",8663,0,{"$f":"D8712*'2.Proyecto'!$E$18","v":0}]
["2014-12-27T23:00:43.305","23:00:00",8664,0,{"$f":"D8713*'2.Proyecto'!$E$18","v":0}]
["2014-12-28T00:00:43.310","00:00:00",8665,0,{"$f":"D8714*'2.Proyecto'!$E$18","v":0}]
["2014-12-28T01:00:43.315","01:00:00",8666,0,{"$f":"D8715*'2.Proyecto'!$E$18","v":0}]
["2014-12-28T02:00:43.320","02:00:00",8667,0,{"$f":"D8716*'2.Proyecto'!$E$18","v":0}]
["2014-12-28T03:00:43.325","03:00:00",8668,0,{"$f":"D8717*'2.Proyecto'!$E$18","v":0}]
["2014-12-28T04:00:43.330","04:00:00",8669,0,{"$f":"D8718*'2.Proyecto'!$E$18","v":0}]
["2014-12-28T05:00:43.335","05:00:00",8670,0,{"$f":"D8719*'2.Proyecto'!$E$18","v":0}]
["2014-12-28T06:00:43.340","06:00:00",8671,3.0000000000000001E-6,{"$f":"D8720*'2.Proyecto'!$E$18","v":1.5000000000000001E-4}]
["2014-12-28T07:00:43.345","07:00:00",8672,1.84E-4,{"$f":"D8721*'2.Proyecto'!$E$18","v":9.1999999999999998E-3}]
["2014-12-28T08:00:43.350","08:00:00",8673,3.8500000000000003E-4,{"$f":"D8722*'2.Proyecto'!$E$18","v":1.9250000000000003E-2}]
["2014-12-28T09:00:43.355","09:00:00",8674,5.2599999999999999E-4,{"$f":"D8723*'2.Proyecto'!$E$18","v":2.63E-2}]
["2014-12-28T10:00:43.360","10:00:00",8675,6.1600000000000001E-4,{"$f":"D8724*'2.Proyecto'!$E$18","v":3.0800000000000001E-2}]
["2014-12-28T11:00:43.365","11:00:00",8676,6.5700000000000003E-4,{"$f":"D8725*'2.Proyecto'!$E$18","v":3.2850000000000004E-2}]
["2014-12-28T12:00:43.370","12:00:00",8677,6.4800000000000003E-4,{"$f":"D8726*'2.Proyecto'!$E$18","v":3.2399999999999998E-2}]
["2014-12-28T13:00:43.375","13:00:00",8678,5.8E-4,{"$f":"D8727*'2.Proyecto'!$E$18","v":2.9000000000000001E-2}]
["2014-12-28T14:00:43.380","14:00:00",8679,4.0200000000000001E-4,{"$f":"D8728*'2.Proyecto'!$E$18","v":2.01E-2}]
["2014-12-28T15:00:43.385","15:00:00",8680,2.4800000000000001E-4,{"$f":"D8729*'2.Proyecto'!$E$18","v":1.2400000000000001E-2}]
["2014-12-28T16:00:43.390","16:00:00",8681,9.9000000000000008E-5,{"$f":"D8730*'2.Proyecto'!$E$18","v":4.9500000000000004E-3}]
["2014-12-28T17:00:43.395","17:00:00",8682,0,{"$f":"D8731*'2.Proyecto'!$E$18","v":0}]
["2014-12-28T18:00:43.400","18:00:00",8683,0,{"$f":"D8732*'2.Proyecto'!$E$18","v":0}]
["2014-12-28T19:00:43.405","19:00:00",8684,0,{"$f":"D8733*'2.Proyecto'!$E$18","v":0}]
["2014-12-28T20:00:43.410","20:00:00",8685,0,{"$f":"D8734*'2.Proyecto'!$E$18","v":0}]
["2014-12-28T21:00:43.415","21:00:00",8686,0,{"$f":"D8735*'2.Proyecto'!$E$18","v":0}]
["2014-12-28T22:00:43.420","22:00:00",8687,0,{"$f":"D8736*'2.Proyecto'!$E$18","v":0}]
["2014-12-28T23:00:43.425","23:00:00",8688,0,{"$f":"D8737*'2.Proyecto'!$E$18","v":0}]
["2014-12-29T00:00:43.430","00:00:00",8689,0,{"$f":"D8738*'2.Proyecto'!$E$18","v":0}]
["2014-12-29T01:00:43.435","01:00:00",8690,0,{"$f":"D8739*'2.Proyecto'!$E$18","v":0}]
["2014-12-29T02:00:43.440","02:00:00",8691,0,{"$f":"D8740*'2.Proyecto'!$E$18","v":0}]
["2014-12-29T03:00:43.445","03:00:00",8692,0,{"$f":"D8741*'2.Proyecto'!$E$18","v":0}]
["2014-12-29T04:00:43.450","04:00:00",8693,0,{"$f":"D8742*'2.Proyecto'!$E$18","v":0}]
["2014-12-29T05:00:43.455","05:00:00",8694,0,{"$f":"D8743*'2.Proyecto'!$E$18","v":0}]
["2014-12-29T06:00:43.460","06:00:00",8695,1.9999999999999999E-6,{"$f":"D8744*'2.Proyecto'!$E$18","v":9.9999999999999991E-5}]
["2014-12-29T07:00:43.465","07:00:00",8696,1.6800000000000002E-4,{"$f":"D8745*'2.Proyecto'!$E$18","v":8.4000000000000012E-3}]
["2014-12-29T08:00:43.470","08:00:00",8697,3.6400000000000001E-4,{"$f":"D8746*'2.Proyecto'!$E$18","v":1.8200000000000001E-2}]
["2014-12-29T09:00:43.475","09:00:00",8698,5.0199999999999995E-4,{"$f":"D8747*'2.Proyecto'!$E$18","v":2.5099999999999997E-2}]
["2014-12-29T10:00:43.480","10:00:00",8699,5.8900000000000001E-4,{"$f":"D8748*'2.Proyecto'!$E$18","v":2.945E-2}]
["2014-12-29T11:00:43.485","11:00:00",8700,6.3199999999999997E-4,{"$f":"D8749*'2.Proyecto'!$E$18","v":3.1599999999999996E-2}]
["2014-12-29T12:00:43.490","12:00:00",8701,6.1899999999999998E-4,{"$f":"D8750*'2.Proyecto'!$E$18","v":3.0949999999999998E-2}]
["2014-12-29T13:00:43.495","13:00:00",8702,5.5100000000000006E-4,{"$f":"D8751*'2.Proyecto'!$E$18","v":2.7550000000000002E-2}]
["2014-12-29T14:00:43.500","14:00:00",8703,4.1799999999999997E-4,{"$f":"D8752*'2.Proyecto'!$E$18","v":2.0899999999999998E-2}]
["2014-12-29T15:00:43.505","15:00:00",8704,2.3499999999999999E-4,{"$f":"D8753*'2.Proyecto'!$E$18","v":1.175E-2}]
["2014-12-29T16:00:43.510","16:00:00",8705,6.7999999999999999E-5,{"$f":"D8754*'2.Proyecto'!$E$18","v":3.3999999999999998E-3}]
["2014-12-29T17:00:43.515","17:00:00",8706,0,{"$f":"D8755*'2.Proyecto'!$E$18","v":0}]
["2014-12-29T18:00:43.520","18:00:00",8707,0,{"$f":"D8756*'2.Proyecto'!$E$18","v":0}]
["2014-12-29T19:00:43.525","19:00:00",8708,0,{"$f":"D8757*'2.Proyecto'!$E$18","v":0}]
["2014-12-29T20:00:43.530","20:00:00",8709,0,{"$f":"D8758*'2.Proyecto'!$E$18","v":0}]
["2014-12-29T21:00:43.535","21:00:00",8710,0,{"$f":"D8759*'2.Proyecto'!$E$18","v":0}]
["2014-12-29T22:00:43.540","22:00:00",8711,0,{"$f":"D8760*'2.Proyecto'!$E$18","v":0}]
["2014-12-29T23:00:43.545","23:00:00",8712,0,{"$f":"D8761*'2.Proyecto'!$E$18","v":0}]
["2014-12-30T00:00:43.550","00:00:00",8713,0,{"$f":"D8762*'2.Proyecto'!$E$18","v":0}]
["2014-12-30T01:00:43.555","01:00:00",8714,0,{"$f":"D8763*'2.Proyecto'!$E$18","v":0}]
["2014-12-30T02:00:43.560","02:00:00",8715,0,{"$f":"D8764*'2.Proyecto'!$E$18","v":0}]
["2014-12-30T03:00:43.565","03:00:00",8716,0,{"$f":"D8765*'2.Proyecto'!$E$18","v":0}]
["2014-12-30T04:00:43.570","04:00:00",8717,0,{"$f":"D8766*'2.Proyecto'!$E$18","v":0}]
["2014-12-30T05:00:43.575","05:00:00",8718,0,{"$f":"D8767*'2.Proyecto'!$E$18","v":0}]
["2014-12-30T06:00:43.580","06:00:00",8719,9.9999999999999995E-7,{"$f":"D8768*'2.Proyecto'!$E$18","v":4.9999999999999996E-5}]
["2014-12-30T07:00:43.585","07:00:00",8720,1.1E-4,{"$f":"D8769*'2.Proyecto'!$E$18","v":5.5000000000000005E-3}]
["2014-12-30T08:00:43.590","08:00:00",8721,3.0299999999999999E-4,{"$f":"D8770*'2.Proyecto'!$E$18","v":1.515E-2}]
["2014-12-30T09:00:43.595","09:00:00",8722,4.6500000000000003E-4,{"$f":"D8771*'2.Proyecto'!$E$18","v":2.325E-2}]
["2014-12-30T10:00:43.600","10:00:00",8723,5.6399999999999994E-4,{"$f":"D8772*'2.Proyecto'!$E$18","v":2.8199999999999996E-2}]
["2014-12-30T11:00:43.605","11:00:00",8724,6.0499999999999996E-4,{"$f":"D8773*'2.Proyecto'!$E$18","v":3.0249999999999999E-2}]
["2014-12-30T12:00:43.610","12:00:00",8725,5.8599999999999993E-4,{"$f":"D8774*'2.Proyecto'!$E$18","v":2.9299999999999996E-2}]
["2014-12-30T13:00:43.615","13:00:00",8726,5.2800000000000004E-4,{"$f":"D8775*'2.Proyecto'!$E$18","v":2.6400000000000003E-2}]
["2014-12-30T14:00:43.620","14:00:00",8727,4.5800000000000002E-4,{"$f":"D8776*'2.Proyecto'!$E$18","v":2.29E-2}]
["2014-12-30T15:00:43.625","15:00:00",8728,3.1500000000000001E-4,{"$f":"D8777*'2.Proyecto'!$E$18","v":1.575E-2}]
["2014-12-30T16:00:43.630","16:00:00",8729,1.12E-4,{"$f":"D8778*'2.Proyecto'!$E$18","v":5.5999999999999999E-3}]
["2014-12-30T17:00:43.635","17:00:00",8730,0,{"$f":"D8779*'2.Proyecto'!$E$18","v":0}]
["2014-12-30T18:00:43.640","18:00:00",8731,0,{"$f":"D8780*'2.Proyecto'!$E$18","v":0}]
["2014-12-30T19:00:43.645","19:00:00",8732,0,{"$f":"D8781*'2.Proyecto'!$E$18","v":0}]
["2014-12-30T20:00:43.650","20:00:00",8733,0,{"$f":"D8782*'2.Proyecto'!$E$18","v":0}]
["2014-12-30T21:00:43.655","21:00:00",8734,0,{"$f":"D8783*'2.Proyecto'!$E$18","v":0}]
["2014-12-30T22:00:43.660","22:00:00",8735,0,{"$f":"D8784*'2.Proyecto'!$E$18","v":0}]
["2014-12-30T23:00:43.665","23:00:00",8736,0,{"$f":"D8785*'2.Proyecto'!$E$18","v":0}]
["2014-12-31T00:00:43.670","00:00:00",8737,0,{"$f":"D8786*'2.Proyecto'!$E$18","v":0}]
["2014-12-31T01:00:43.675","01:00:00",8738,0,{"$f":"D8787*'2.Proyecto'!$E$18","v":0}]
["2014-12-31T02:00:43.680","02:00:00",8739,0,{"$f":"D8788*'2.Proyecto'!$E$18","v":0}]
["2014-12-31T03:00:43.685","03:00:00",8740,0,{"$f":"D8789*'2.Proyecto'!$E$18","v":0}]
["2014-12-31T04:00:43.690","04:00:00",8741,0,{"$f":"D8790*'2.Proyecto'!$E$18","v":0}]
["2014-12-31T05:00:43.695","05:00:00",8742,0,{"$f":"D8791*'2.Proyecto'!$E$18","v":0}]
["2014-12-31T06:00:43.700","06:00:00",8743,1.9999999999999999E-6,{"$f":"D8792*'2.Proyecto'!$E$18","v":9.9999999999999991E-5}]
["2014-12-31T07:00:43.705","07:00:00",8744,1.4099999999999998E-4,{"$f":"D8793*'2.Proyecto'!$E$18","v":7.049999999999999E-3}]
["2014-12-31T08:00:43.710","08:00:00",8745,3.4899999999999997E-4,{"$f":"D8794*'2.Proyecto'!$E$18","v":1.745E-2}]
["2014-12-31T09:00:43.715","09:00:00",8746,5.0900000000000001E-4,{"$f":"D8795*'2.Proyecto'!$E$18","v":2.545E-2}]
["2014-12-31T10:00:43.720","10:00:00",8747,6.1399999999999996E-4,{"$f":"D8796*'2.Proyecto'!$E$18","v":3.0699999999999998E-2}]
["2014-12-31T11:00:43.725","11:00:00",8748,6.6E-4,{"$f":"D8797*'2.Proyecto'!$E$18","v":3.3000000000000002E-2}]
["2014-12-31T12:00:43.730","12:00:00",8749,6.5600000000000001E-4,{"$f":"D8798*'2.Proyecto'!$E$18","v":3.2800000000000003E-2}]
["2014-12-31T13:00:43.735","13:00:00",8750,6.0300000000000002E-4,{"$f":"D8799*'2.Proyecto'!$E$18","v":3.015E-2}]
["2014-12-31T14:00:43.740","14:00:00",8751,4.8299999999999998E-4,{"$f":"D8800*'2.Proyecto'!$E$18","v":2.4149999999999998E-2}]
["2014-12-31T15:00:43.745","15:00:00",8752,2.9599999999999998E-4,{"$f":"D8801*'2.Proyecto'!$E$18","v":1.4799999999999999E-2}]
["2014-12-31T16:00:43.750","16:00:00",8753,1.01E-4,{"$f":"D8802*'2.Proyecto'!$E$18","v":5.0499999999999998E-3}]
["2014-12-31T17:00:43.755","17:00:00",8754,0,{"$f":"D8803*'2.Proyecto'!$E$18","v":0}]
["2014-12-31T18:00:43.760","18:00:00",8755,0,{"$f":"D8804*'2.Proyecto'!$E$18","v":0}]
["2014-12-31T19:00:43.765","19:00:00",8756,0,{"$f":"D8805*'2.Proyecto'!$E$18","v":0}]
["2014-12-31T20:00:43.770","20:00:00",8757,0,{"$f":"D8806*'2.Proyecto'!$E$18","v":0}]
["2014-12-31T21:00:43.775","21:00:00",8758,0,{"$f":"D8807*'2.Proyecto'!$E$18","v":0}]
["2014-12-31T22:00:43.780","22:00:00",8759,0,{"$f":"D8808*'2.Proyecto'!$E$18","v":0}]
["2014-12-31T23:00:43.785","23:00:00",8760,0,{"$f":"D8809*'2.Proyecto'!$E$18","v":0}]
[]
["…............................................................................................................................................................................................................................................................................................................................................................................................................................................"]

{"sheet":"7.PML","index":6,"n_rows":8775,"n_cols":23,"rows_kept":2250,"cut":true,"hidden":false,"merged":[[8774,0,8774,22],[0,0,1,22],[2,0,2,22],[11,0,11,22],[5,0,6,22],[7,0,7,20],[9,0,9,22],[4,0,4,22]],"bounds":{"rows_first":1000,"rows_last":250,"rows_between":1000,"halvings":1}}
["7. PRECIOS MARGINALES LOCALES (PML)"]
[]
["I. Instrucciones"]
[]
["1. Agregar los pronósticos de PML para cada hora de los 21 años a evaluar. Puedes descargas los PML del nodo que evaluarás utilizando el código de Python disponible junto con esta plantilla o directo de la página de CENACE (ver pestaña \"1.Inicio\")."]
[]
[]
[]
[]
["II. PML para el nodo donde se ubicará la central de generación distribuida"]
[]
[" Precios Marginales Locales (PML) proyectados para todo el período analizado en pesos mexicanos por megawatt-hora ($/MWh)"]
["Marca de tiempo","Hora (número)","Año 1","Año 2","Año 3","Año 4","Año 5","Año 6","Año 7","Año 8","Año 9","Año 10","Año 11","Año 12","Año 13","Año 14","Año 15","Año 16","Año 17","Año 18","Año 19","Año 20","Año 21"]
["2019-01-01",1,1057.021606,1258.023682,1101.6954350000001,1153.7833250000001,1231.4910890000001,1274.3110349999999,1152.560913,1333.242798,1439.5699460000001,1424.006836,1453.519775,1520.3125,1586.9986570000001,1579.642822,1562.1383060000001,1599.8714600000001,1612.852905,1545.894409,1447.36499,1505.017456,1542.2002440000001]
["2014-01-01T01:00:00",2,973.03796390000002,906.90692139999999,1023.931702,1050.3975829999999,1237.4250489999999,1150.470703,1152.381226,1330.692749,1306.8975829999999,1371.3350829999999,1411.615845,1492.4385990000001,1550.129639,1545.524048,1584.943237,1608.7044679999999,1611.0023189999999,1555.5745850000001,1496.2772219999999,1572.3282469999999,1568.7773682]
["2014-01-01T02:00:00",3,882.73669429999995,897.06298830000003,952.50036620000003,942.45898439999996,1100.865845,1107.527832,1094.775269,1304.8088379999999,1281.234009,1331.346558,1353.478149,1421.981567,1513.08728,1512.490601,1553.0711670000001,1595.927124,1610.6944579999999,1564.267578,1495.134399,1584.132202,1570.0311521999997]
["2014-01-01T03:00:00.005",4,850.43273929999998,922.07910159999994,948.23321529999998,863.06024170000001,1053.511841,1025.403442,1007.228516,1253.923828,1252.993164,1300.5657960000001,1325.0791019999999,1381.611938,1464.203857,1462.942749,1509.4976810000001,1570.131226,1591.6180420000001,1556.6107179999999,1490.292725,1580.256836,1557.7819093999999]
["2014-01-01T04:00:00.010",5,831.14678960000003,976.89233400000001,950.85211179999999,852.94934079999996,1043.9586179999999,994.01440430000002,939.67431639999995,1206.5639650000001,1192.6019289999999,1256.1635739999999,1294.424561,1361.0998540000001,1429.660034,1426.4808350000001,1468.5595699999999,1536.4257809999999,1561.5451660000001,1537.3164059999999,1473.980225,1569.1951899999999,1535.6925535999999]
["2014-01-01T05:00:00.015",6,817.40826419999996,1027.447388,953.63452150000001,861.9806519,1062.9173579999999,993.23699950000002,920.97613530000001,1183.037231,1156.9470209999999,1211.963745,1252.782837,1325.1910399999999,1398.7166749999999,1400.8393550000001,1442.736328,1511.5616460000001,1535.0017089999999,1514.6329350000001,1452.5391850000001,1550.7545170000001,1512.8979984]
["2014-01-01T06:00:00.020",7,811.41217040000004,1068.681885,953.90740970000002,874.67999269999996,1084.2062989999999,1002.038696,932.42620850000003,1183.857422,1153.956177,1195.350586,1226.45813,1290.815308,1363.0291749999999,1370.387817,1418.3754879999999,1496.368408,1518.854004,1498.4007570000001,1437.4761960000001,1534.2423100000001,1497.0683349999999]
["2014-01-01T07:00:00.025",8,762.69769289999999,1098.6395259999999,925.11737059999996,885.67352289999997,1101.1868899999999,1008.636292,950.98742679999998,1193.7653809999999,1167.2789310000001,1202.1123050000001,1225.078491,1281.4051509999999,1340.0329589999999,1343.5264890000001,1393.0638429999999,1479.9560550000001,1504.7445070000001,1487.5437010000001,1432.759399,1525.6489260000001,1486.1305176000001]
["2014-01-01T08:00:00.030",9,714.11425780000002,1118.4375,858.84320070000001,863.34741210000004,1105.10437,1004.2136839999999,965.88989260000005,1202.6987300000001,1179.8717039999999,1217.5435789999999,1236.7257079999999,1292.72522,1339.6248780000001,1334.5145259999999,1380.7032469999999,1465.0131839999999,1490.5345460000001,1475.911499,1430.0407709999999,1520.221436,1476.3442872000001]
["2014-01-01T09:00:00.035",10,789.39727779999998,1129.7208250000001,900.21746829999995,792.62237549999998,1085.8061520000001,976.07049559999996,962.20025629999998,1204.0512699999999,1183.8610839999999,1230.4766850000001,1248.0352780000001,1307.7761230000001,1354.05249,1342.0893550000001,1386.163452,1459.8110349999999,1484.389893,1466.1461179999999,1425.611206,1514.085693,1470.008789]
["2014-01-01T10:00:00.040",11,857.34460449999995,1143.463013,940.39611820000005,831.33782959999996,1078.2208250000001,959.23748780000005,926.42358400000001,1189.121948,1170.38147,1231.762207,1250.9926760000001,1315.5205080000001,1369.8751219999999,1355.0664059999999,1400.3618160000001,1463.575317,1489.0638429999999,1464.0874020000001,1423.4366460000001,1510.4849850000001,1470.1296385999999]
["2014-01-01T11:00:00.045",12,870.03808590000006,1153.796509,946.52319339999997,880.78845209999997,1099.415894,977.59277340000006,918.12133789999996,1171.2607419999999,1144.767822,1212.424438,1237.9438479999999,1309.2954099999999,1376.801514,1363.2395019999999,1411.7380370000001,1468.324707,1497.8526609999999,1468.3654790000001,1424.5444339999999,1511.733643,1474.1641847999999]
["2014-01-01T12:00:00.050",13,876.97949219999998,1170.7991939999999,960.66485599999999,891.04803470000002,1113.629639,996.77349849999996,937.43829349999999,1175.713379,1137.2771,1195.6895750000001,1212.7033690000001,1286.9025879999999,1367.044312,1358.794189,1412.1304929999999,1466.690186,1502.298462,1472.087769,1424.018677,1514.174561,1475.8539310000001]
["2014-01-01T13:00:00.055",14,875.10076900000001,1199.0024410000001,971.94024660000002,901.72564699999998,1120.919189,1004.4508060000001,950.29742429999999,1188.8439940000001,1144.220337,1197.431763,1200.380371,1267.150635,1345.8038329999999,1339.515991,1396.89563,1453.979004,1496.720703,1469.3164059999999,1416.5391850000001,1512.080078,1469.7270751999999]
["2014-01-01T14:00:00.060",15,881.27349849999996,1238.337524,995.26885990000005,907.43603519999999,1130.986938,1011.09082,957.50939940000001,1199.276001,1147.2524410000001,1204.447876,1202.706177,1264.350342,1329.352783,1319.684692,1373.369019,1431.168091,1479.0029300000001,1456.942871,1399.826538,1501.826172,1453.7533204000001]
["2014-01-01T15:00:00.065",16,878.96069339999997,1283.081909,1009.127014,924.77062990000002,1146.638672,1021.765076,965.64862059999996,1209.7098390000001,1148.434814,1209.9381100000001,1207.6166989999999,1269.2570800000001,1321.6851810000001,1310.1479489999999,1355.937134,1409.1599120000001,1455.9678960000001,1436.713135,1375.44165,1483.271851,1432.1108887999999]
["2014-01-01T16:00:00.070",17,881.04113770000004,1330.4766850000001,1029.2254640000001,933.58465579999995,1164.451538,1033.7895510000001,981.3338013,1221.6141359999999,1153.4014890000001,1216.174561,1214.184937,1274.4329829999999,1317.4810789999999,1307.3610839999999,1347.642822,1397.303101,1438.0356449999999,1416.5798339999999,1351.4528809999999,1462.0645750000001,1413.0872072]
["2014-01-01T17:00:00.075",18,921.39440920000004,1367.8867190000001,1057.9111330000001,950.07733150000001,1181.892212,1043.908936,996.78582759999995,1233.2963870000001,1162.819702,1225.5902100000001,1224.1811520000001,1281.875732,1316.0382079999999,1307.5169679999999,1344.75,1395.1541749999999,1428.1142580000001,1402.950439,1337.0389399999999,1446.474731,1401.9465086]
["2014-01-01T18:00:00.080",19,1152.9149170000001,1386.8950199999999,1174.3272710000001,980.66723630000001,1200.3199460000001,1056.8553469999999,1011.626709,1240.1829829999999,1171.219116,1234.526001,1236.309692,1292.88562,1320.450562,1311.069702,1347.099365,1399.358154,1424.247314,1396.0146480000001,1334.254639,1440.017212,1398.7783933999999]
["2014-01-01T19:00:00.085",20,1183.481323,1388.596558,1163.1754149999999,1115.5573730000001,1240.080933,1097.66626,1029.1311040000001,1243.1551509999999,1177.7607419999999,1239.4719239999999,1244.8905030000001,1302.831909,1330.950073,1318.480591,1355.9320070000001,1408.220947,1425.7554929999999,1394.227783,1339.945068,1441.0786129999999,1401.8455807999999]
["2014-01-01T20:00:00.090",21,1148.4716800000001,1372.9364009999999,1124.953491,1126.05835,1269.1477050000001,1136.0557859999999,1086.00647,1254.589111,1190.9169919999999,1241.0866699999999,1247.844116,1307.177124,1343.4760739999999,1326.4613039999999,1368.871582,1419.6362300000001,1432.4731449999999,1397.1058350000001,1350.658936,1447.2204589999999,1409.418921]
["2014-01-01T21:00:00.095",22,1112.349121,1338.159302,1088.8125,1090.262573,1253.3946530000001,1126.8591309999999,1112.643433,1271.158936,1215.474365,1256.048706,1251.3286129999999,1307.9339600000001,1354.2540280000001,1331.4820560000001,1380.525879,1429.1539310000001,1441.5307620000001,1403.1868899999999,1363.0391850000001,1456.317749,1418.6457034]
["2014-01-01T22:00:00.100",23,1094.118408,1316.8553469999999,1053.7041019999999,1052.202759,1221.2967530000001,1095.2375489999999,1092.392212,1260.3194579999999,1215.238159,1264.9453129999999,1261.3408199999999,1314.5943600000001,1366.6704099999999,1334.469116,1387.4327390000001,1432.5329589999999,1448.2653809999999,1408.661865,1372.380981,1465.0031739999999,1425.3688719999998]
["2014-01-01T23:00:00.105",24,949.20104979999996,1301.3192140000001,974.37164310000003,1015.2025149999999,1194.334106,1064.054932,1053.456909,1230.5179439999999,1186.142212,1246.3709719999999,1253.135254,1313.8039550000001,1378.0656739999999,1340.9097899999999,1392.2767329999999,1430.2486570000001,1450.0787350000001,1409.7601320000001,1374.072876,1469.088135,1426.649707]
["2014-01-02T00:00:00.110",25,896.16198729999996,1299.1083980000001,933.07373050000001,927.73852539999996,1159.4952390000001,1025.0273440000001,1015.674866,1199.3698730000001,1149.4492190000001,1210.9195560000001,1222.455811,1289.313721,1372.027832,1339.779053,1391.8786620000001,1425.5722659999999,1449.025879,1406.3358149999999,1367.1748050000001,1466.5699460000001,1422.9357422]
["2014-01-02T01:00:00.115",26,831.0021362,1313.6525879999999,914.10137940000004,874.83703609999998,1126.0699460000001,981.92364499999996,962.59637450000002,1168.1445309999999,1113.919922,1174.805664,1185.272095,1250.672607,1344.192505,1320.119263,1374.8251949999999,1413.821899,1442.678101,1399.5251459999999,1355.2620850000001,1459.218018,1414.1010498000001]
["2014-01-02T02:00:00.120",27,808.5195923,1343.137207,921.17901610000001,850.87384029999998,1113.3342290000001,957.40820310000004,916.52294919999997,1136.202393,1075.263794,1136.875732,1150.4017329999999,1213.6518550000001,1306.0322269999999,1287.3055420000001,1341.419067,1389.897217,1424.6391599999999,1385.830933,1338.861938,1447.247314,1397.2953124000001]
["2014-01-02T03:00:00.125",28,805.96899410000003,1383.952393,939.34356690000004,859.76196289999996,1120.4113769999999,955.20556639999995,894.00604250000004,1117.8183590000001,1047.067749,1103.369385,1116.606323,1179.883057,1266.771606,1252.013794,1303.0893550000001,1358.548706,1396.1114500000001,1362.658936,1315.6530760000001,1427.9736330000001,1372.1891602000001]
["2014-01-02T04:00:00.130",29,810.90783690000001,1430.572388,961.87915039999996,885.39727779999998,1142.6148679999999,970.12640380000005,899.49645999999996,1117.549927,1039.517822,1086.4174800000001,1093.9731449999999,1153.3405760000001,1230.7540280000001,1217.966919,1267.5141599999999,1328.2117920000001,1365.3741460000001,1334.3636469999999,1288.2404790000001,1402.2078859999999,1343.6795900000002]
["2014-01-02T05:00:00.135",30,838.83905030000005,1479.647461,992.8533936,918.03698729999996,1171.6407469999999,993.7146606,924.99023439999996,1133.9174800000001,1052.5627440000001,1090.6636960000001,1090.2025149999999,1143.7124020000001,1206.1998289999999,1190.932495,1238.7224120000001,1303.039307,1338.2810059999999,1307.502808,1263.299927,1375.580811,1317.5407718000001]
["2014-01-02T06:00:00.140",31,900.90905759999998,1527.1766359999999,1048.175293,960.55340579999995,1204.4021,1022.100159,959.67913820000001,1160.1739500000001,1079.3729249999999,1112.8012699999999,1105.2485349999999,1154.457764,1200.517578,1178.6607670000001,1223.3422849999999,1286.5573730000001,1318.326172,1285.692139,1244.8000489999999,1352.9724120000001,1297.6696290000002]
["2014-01-02T07:00:00.145",32,1041.972534,1579.1267089999999,1157.0135499999999,1030.876953,1244.428101,1059.9957280000001,998.85418700000002,1191.0744629999999,1112.4149170000001,1144.9125979999999,1132.712158,1180.684814,1214.7265629999999,1184.6667480000001,1226.045044,1282.815552,1309.8073730000001,1271.8481449999999,1234.1138920000001,1336.915039,1287.1000002000001]
["2014-01-02T08:00:00.150",33,1224.8450929999999,1629.6407469999999,1282.3458250000001,1163.900269,1305.5551760000001,1121.915405,1048.018188,1226.9456789999999,1149.371582,1180.901001,1164.9835210000001,1213.836548,1243.2114260000001,1206.0035399999999,1245.4418949999999,1292.869385,1315.418823,1269.075928,1232.4461670000001,1329.5585940000001,1287.8737794000001]
["2014-01-02T09:00:00.155",34,1463.0229489999999,1693.2891850000001,1430.4464109999999,1322.653198,1385.821533,1211.1326899999999,1125.360962,1276.4688719999999,1195.7304690000001,1220.9141850000001,1198.6954350000001,1248.033081,1278.08374,1235.8382570000001,1274.989624,1313.1629640000001,1333.4107670000001,1278.1267089999999,1239.7664789999999,1332.197388,1299.3328614000002]
["2014-01-02T10:00:00.160",35,1631.854736,1731.854126,1561.815918,1507.5928960000001,1480.5979,1318.13562,1225.409668,1345.96228,1259.7520750000001,1273.98938,1238.070557,1284.2045900000001,1314.340942,1268.3831789999999,1307.3582759999999,1337.6175539999999,1358.2395019999999,1296.0187989999999,1253.3011469999999,1343.427124,1317.7208251999998]
["2014-01-02T11:00:00.165",36,1647.4282229999999,1768.267578,1592.5546879999999,1673.201294,1569.6342770000001,1430.9554439999999,1342.618774,1432.327759,1337.8845209999999,1343.091553,1291.1118160000001,1330.072388,1353.434448,1303.0616460000001,1338.9879149999999,1361.619751,1383.990356,1317.7695309999999,1268.4495850000001,1359.249268,1338.2156982000001]
["2014-01-02T12:00:00.170",37,1727.049561,1805.717163,1628.4892580000001,1717.685669,1625.284302,1507.490112,1456.215332,1526.7429199999999,1423.8160399999999,1425.809082,1358.2304690000001,1389.3258060000001,1399.267456,1344.8282469999999,1372.4532469999999,1385.428101,1408.021362,1339.627197,1281.684937,1375.499268,1358.052173]
["2014-01-02T13:00:00.175",38,1600.4841309999999,1849.0667719999999,1615.8704829999999,1749.0673830000001,1650.637207,1542.860107,1517.847168,1606.3093260000001,1497.0509030000001,1512.4573969999999,1435.294922,1459.7260739999999,1452.4415280000001,1396.6489260000001,1412.166138,1413.868164,1432.58313,1361.5931399999999,1293.320068,1390.7567140000001,1378.4242431999999]
["2014-01-02T14:00:00.180",39,1596.8294679999999,1863.1392820000001,1647.3236079999999,1724.312866,1662.973755,1557.137939,1548.9014890000001,1656.162231,1537.3386230000001,1576.9057620000001,1507.1885990000001,1530.8792719999999,1509.524414,1457.4178469999999,1459.6956789999999,1451.3989260000001,1461.4632570000001,1386.8077390000001,1307.9375,1407.524414,1403.0263672000001]
["2014-01-02T15:00:00.185",40,1588.9482419999999,1875.7358400000001,1662.3111570000001,1740.835693,1666.3251949999999,1568.479736,1556.2227780000001,1687.484375,1556.829956,1615.4727780000001,1555.7337649999999,1583.8287350000001,1558.854126,1518.9666749999999,1512.0505370000001,1499.0251459999999,1496.6367190000001,1418.22876,1330.921143,1429.9525149999999,1434.9528565999999]
["2014-01-02T16:00:00.190",41,1585.310547,1895.0649410000001,1685.7386469999999,1745.590942,1676.850342,1585.080688,1569.3668210000001,1705.5076899999999,1568.290894,1635.5473629999999,1586.6501459999999,1615.3135990000001,1591.350342,1566.782471,1559.305298,1551.3596190000001,1536.169922,1456.255371,1365.0455320000001,1460.6763920000001,1473.9013672000001]
["2014-01-02T17:00:00.195",42,1561.8344729999999,1914.6539310000001,1676.5812989999999,1759.874634,1689.2689210000001,1600.647217,1585.1226810000001,1721.5820309999999,1583.421143,1649.703125,1607.6070560000001,1634.761841,1611.2739260000001,1597.8393550000001,1594.6289059999999,1598.4420170000001,1572.924561,1496.833374,1408.069336,1498.4354249999999,1514.9409425999997]
["2014-01-02T18:00:00.200",43,1678.5692140000001,1927.519409,1830.7254640000001,1743.069336,1696.338135,1607.1114500000001,1602.8836670000001,1731.6754149999999,1600.8544919999999,1662.8548579999999,1628.1054690000001,1651.9982910000001,1628.4376219999999,1617.980957,1621.2429199999999,1635.8897710000001,1602.148193,1533.601318,1452.4282229999999,1537.4053960000001,1552.2945801999999]
["2014-01-02T19:00:00.205",44,1658.655884,1932.063232,1781.9785159999999,1910.60376,1736.651001,1648.5972899999999,1607.94751,1732.3706050000001,1615.6743160000001,1673.3839109999999,1647.0048830000001,1669.6579589999999,1649.7479249999999,1635.951172,1645.2513429999999,1665.853638,1625.346802,1564.049561,1491.725342,1571.947754,1583.7846193999999]
["2014-01-02T20:00:00.210",45,1576.990967,1925.2476810000001,1698.6606449999999,1879.6826169999999,1771.1030270000001,1690.8088379999999,1674.40625,1740.897217,1635.410889,1674.9982910000001,1660.1904300000001,1683.861938,1674.072388,1654.8702390000001,1669.587524,1692.0217290000001,1646.5985109999999,1589.7448730000001,1524.450073,1600.6762699999999,1610.6982911999999]
["2014-01-02T21:00:00.215",46,1528.734375,1908.158203,1642.7384030000001,1782.354126,1741.2757570000001,1658.9738769999999,1697.134399,1760.3321530000001,1675.8139650000001,1696.1248780000001,1672.23999,1692.9384769999999,1695.22522,1672.4429929999999,1691.489624,1714.6613769999999,1667.3760990000001,1612.541138,1551.6755370000001,1625.1204829999999,1634.2749268]
["2014-01-02T22:00:00.220",47,1483.4614260000001,1885.7285159999999,1610.705688,1715.8342290000001,1698.884399,1600.6842039999999,1650.6805420000001,1738.06897,1680.3393550000001,1711.093384,1696.5802000000001,1712.0314940000001,1717.769775,1687.4528809999999,1706.8466800000001,1730.6281739999999,1685.328491,1631.6107179999999,1573.252197,1645.9920649999999,1653.362329]
["2014-01-02T23:00:00.225",48,1051.876831,1862.2342530000001,1230.864746,1684.001221,1672.1888429999999,1563.6956789999999,1592.0820309999999,1692.060913,1642.359009,1685.2342530000001,1694.170044,1722.199341,1741.3035890000001,1708.8111570000001,1720.8120120000001,1739.9913329999999,1697.786255,1644.4782709999999,1587.029297,1661.6868899999999,1666.1944091999999]
["2014-01-03T00:00:00.230",49,1201.1601559999999,1841.793091,1451.9774170000001,1267.6629640000001,1565.2158199999999,1444.096436,1554.30835,1655.5192870000001,1603.6206050000001,1639.8134769999999,1658.2741699999999,1696.8616939999999,1742.2617190000001,1720.303467,1731.2452390000001,1747.5798339999999,1708.6641850000001,1652.117432,1592.431274,1670.902832,1674.3391113999999]
["2014-01-03T01:00:00.235",50,1020.4360349999999,1840.8688959999999,1276.806519,1472.891846,1514.826294,1368.450439,1378.2451169999999,1592.262207,1551.405029,1604.586548,1619.4267580000001,1654.436279,1715.3204350000001,1704.7932129999999,1721.098999,1745.841064,1715.273193,1657.4038089999999,1594.1923830000001,1676.361206,1677.814331]
["2014-01-03T02:00:00.240",51,988.80438230000004,1837.2329099999999,1272.8271480000001,1321.9033199999999,1531.2954099999999,1379.7418210000001,1364.9970699999999,1524.652466,1464.0424800000001,1522.2813719999999,1573.863525,1614.6942140000001,1680.880737,1673.5792240000001,1691.208496,1726.2272949999999,1707.333496,1655.4986570000001,1591.7454829999999,1677.857544,1671.7324949999997]
["2014-01-03T03:00:00.245",52,965.45660399999997,1846.8759769999999,1240.536987,1305.4381100000001,1499.1473390000001,1351.852539,1345.192139,1535.658813,1454.1298830000001,1481.691284,1505.1417240000001,1552.369995,1632.8673100000001,1637.9844969999999,1657.4609379999999,1697.3763429999999,1686.5092770000001,1642.135986,1579.333862,1670.1191409999999,1655.0949217999998]
["2014-01-03T04:00:00.250",53,1016.78009,1864.843384,1295.21228,1278.162231,1495.947388,1337.5936280000001,1329.975342,1532.693481,1454.269043,1485.4289550000001,1497.4854740000001,1519.54126,1581.9250489999999,1585.8115230000001,1614.8704829999999,1666.4674070000001,1663.3004149999999,1623.615967,1560.072388,1653.765991,1633.4444336000001]
["2014-01-03T05:00:00.255",54,1106.4857179999999,1888.7723390000001,1374.260254,1343.353394,1516.2126459999999,1356.2380370000001,1328.984009,1543.778687,1453.8304439999999,1494.7677000000001,1507.278564,1529.894775,1564.35022,1558.081177,1577.622192,1632.4770510000001,1635.479004,1604.2174070000001,1541.6206050000001,1635.3092039999999,1609.8206542000003]
["2014-01-03T06:00:00.260",55,1226.8889160000001,1919.3131100000001,1476.7639160000001,1444.6252440000001,1567.5897219999999,1412.692871,1373.0775149999999,1571.236206,1473.2430420000001,1516.41272,1524.4820560000001,1549.3824460000001,1569.225952,1560.0357670000001,1571.9129640000001,1616.768188,1616.192871,1585.9111330000001,1523.5153809999999,1616.3326420000001,1591.7440430000001]
["2014-01-03T07:00:00.265",56,1397.705933,1950.0029300000001,1622.1960449999999,1572.0198969999999,1633.6938479999999,1489.237793,1451.5451660000001,1624.7142329999999,1523.5828859999999,1561.288818,1557.325073,1577.940552,1585.177612,1576.7092290000001,1586.5668949999999,1625.9968260000001,1619.81897,1582.081543,1515.9592290000001,1604.630737,1589.6974610000002]
["2014-01-03T08:00:00.270",57,1555.5347899999999,1977.5676269999999,1677.720581,1746.571289,1714.1038820000001,1584.247437,1544.855591,1692.375,1595.0223390000001,1629.994629,1613.30835,1627.5,1616.191284,1605.7067870000001,1612.9467770000001,1649.855957,1640.8930660000001,1597.129639,1527.8587649999999,1609.943115,1605.1361084]
["2014-01-03T09:00:00.275",58,1937.5936280000001,1995.6473390000001,1909.7945560000001,1822.0433350000001,1778.949707,1667.001221,1653.8354489999999,1768.6705320000001,1674.627808,1709.3917240000001,1684.019043,1696.6145019999999,1668.072144,1652.872314,1654.1785890000001,1683.593018,1672.303101,1624.7238769999999,1553.849976,1630.8660890000001,1633.0672121999999]
["2014-01-03T10:00:00.280",59,2110.88501,2004.036865,2148.233154,2078.9711910000001,1858.3110349999999,1766.1096190000001,1725.4182129999999,1839.7540280000001,1751.347168,1793.944336,1758.548096,1771.804443,1734.396851,1716.7935789999999,1712.0383300000001,1729.139404,1714.6285399999999,1661.397095,1587.087769,1661.4460449999999,1670.7397705999999]
["2014-01-03T11:00:00.285",60,2602.1142580000001,1995.75,2706.0375979999999,2367.6186520000001,1983.0067140000001,1925.873779,1840.689697,1907.563232,1814.6606449999999,1860.7639160000001,1827.8713379999999,1843.446655,1804.456543,1788.0014650000001,1778.7166749999999,1784.67749,1767.9453129999999,1708.1607670000001,1626.924072,1700.0557859999999,1717.5526856000001]
["2014-01-03T12:00:00.290",61,2135.3161620000001,1977.2982179999999,2110.9782709999999,3016.6452640000002,2192.7753910000001,2201.7009280000002,2000.7021480000001,2011.1522219999999,1905.6563719999999,1931.994629,1883.767212,1900.1477050000001,1864.9982910000001,1857.0854489999999,1844.4305420000001,1843.3569339999999,1825.8507079999999,1762.7021480000001,1673.644409,1746.6467290000001,1770.4401855999999]
["2014-01-03T13:00:00.295",62,2245.7548830000001,1936.9575199999999,2438.9152829999998,2385.9577640000002,2188.3908689999998,2254.5690920000002,2306.0021969999998,2176.8979490000002,2052.0395509999998,2030.538452,1958.2506100000001,1960.181763,1914.6182859999999,1913.697754,1899.292236,1897.6141359999999,1880.2384030000001,1818.4173579999999,1723.5429690000001,1797.7314449999999,1823.5088621999998]
["2014-01-03T14:00:00.300",63,2330.329346,1914.1727289999999,2506.6552729999999,2637.8754880000001,2081.304932,2135.125732,2184.006836,2275.1606449999999,2183.734375,2201.382568,2076.186279,2052.4196780000002,1971.5142820000001,1971.3422849999999,1946.1148679999999,1942.9948730000001,1923.744263,1868.2120359999999,1771.2773440000001,1847.4575199999999,1870.7372071999998]
["2014-01-03T15:00:00.305",64,2381.2563479999999,1889.2982179999999,2543.2993160000001,2748.7124020000001,2154.9140630000002,2213.6066890000002,2145.2810060000002,2201.9904790000001,2104.4758299999999,2222.9882809999999,2190.7380370000001,2176.5754390000002,2061.703125,2051.8183589999999,2003.3786620000001,1989.1259769999999,1960.30188,1909.4729,1812.6455080000001,1890.7982179999999,1912.4688965999999]
["2014-01-03T16:00:00.310",65,1682.8579099999999,1866.305664,1781.531982,2777.046143,2189.631836,2297.530029,2226.0820309999999,2237.163818,2081.0031739999999,2166.9140630000002,2147.4248050000001,2188.5935060000002,2123.1640630000002,2150.4433589999999,2084.7807619999999,2054.2844239999999,2004.4263920000001,1949.9205320000001,1852.565063,1930.045288,1958.2483397999999]
["2014-01-03T17:00:00.315",66,1583.9838870000001,1840.6865230000001,1798.026611,1906.1995850000001,1987.415039,2074.9304200000001,2281.4077149999998,2288.2517090000001,2146.7766109999998,2190.1132809999999,2132.3303219999998,2138.4902339999999,2096.9313959999999,2163.3950199999999,2130.1457519999999,2126.7922359999998,2063.8271479999999,2001.348999,1904.199341,1975.824707,2014.3984861999998]
["2014-01-03T18:00:00.320",67,1758.8388669999999,1835.969116,1946.7425539999999,1811.986328,1759.9589840000001,1772.8142089999999,1951.82312,2194.4052729999999,2107.1135250000002,2227.2851559999999,2180.9047850000002,2160.469971,2079.5192870000001,2136.0495609999998,2111.9545899999998,2148.6691890000002,2091.727539,2049.0803219999998,1968.6125489999999,2031.786865,2057.9752927999998]
["2014-01-03T19:00:00.325",68,1798.3538820000001,1834.826294,1950.734009,1979.446289,1782.8258060000001,1765.354004,1746.211914,1976.0263669999999,1885.3989260000001,2084.1052249999998,2157.1640630000002,2183.210693,2110.5351559999999,2147.858643,2111.5185550000001,2141.5104980000001,2078.2312010000001,2059.3879390000002,2005.05835,2068.6889649999998,2070.5753906]
["2014-01-03T20:00:00.330",69,1714.617798,1819.914307,1828.982422,2019.9704589999999,1840.0001219999999,1840.7871090000001,1782.8107910000001,1902.5886230000001,1783.435669,1900.4201660000001,1988.934082,2063.0014649999998,2090.5678710000002,2154.0703130000002,2135.6625979999999,2156.9904790000001,2075.7944339999999,2052.1743160000001,2006.571899,2073.6669919999999,2073.039624]
["2014-01-03T21:00:00.335",70,1589.5717770000001,1799.0187989999999,1701.861938,1894.2148440000001,1819.0794679999999,1815.62085,1843.584106,1902.3122559999999,1826.356689,1851.4620359999999,1889.755737,1914.2913820000001,1987.4187010000001,2063.4711910000001,2099.1289059999999,2162.6647950000001,2087.4316410000001,2058.326172,2012.9293210000001,2076.382568,2079.5468994000003]
["2014-01-03T22:00:00.340",71,1520.8740230000001,1773.14978,1632.545288,1758.1298830000001,1749.389893,1711.914307,1790.9385990000001,1867.918091,1847.5511469999999,1859.650269,1892.7114260000001,1882.8743899999999,1921.2772219999999,1956.799438,2003.2845460000001,2101.8864749999998,2053.27124,2051.0585940000001,2021.0008539999999,2083.8801269999999,2062.219458]
["2014-01-03T23:00:00.345",72,1293.753784,1747.797241,1465.575928,1700.5483400000001,1695.289673,1625.4605710000001,1685.803711,1781.266357,1785.781982,1824.652832,1888.490356,1899.8608400000001,1925.52478,1921.8460689999999,1943.974976,2021.1854249999999,1980.415283,1997.8460689999999,1983.4857179999999,2059.5756839999999,2008.5016358]
["2014-01-04T00:00:00.350",73,1070.130249,1724.1951899999999,1311.4826660000001,1543.948486,1639.3176269999999,1549.3420410000001,1612.5623780000001,1699.2143550000001,1703.850952,1744.9902340000001,1826.2139890000001,1863.8616939999999,1928.2202150000001,1921.5692140000001,1931.393311,1979.8923339999999,1933.3569339999999,1933.6062010000001,1911.232544,2000.9178469999999,1951.8011720000002]
["2014-01-04T01:00:00.355",74,962.33044429999995,1708.9968260000001,1203.961182,1383.8905030000001,1559.9388429999999,1450.238159,1523.852539,1640.286865,1644.443481,1675.2132570000001,1745.7745359999999,1783.2136230000001,1882.4849850000001,1891.534668,1908.76001,1959.842163,1919.9461670000001,1896.928345,1857.194336,1949.849487,1916.7520995999998]
["2014-01-04T02:00:00.360",75,951.82476810000003,1707.197754,1171.8204350000001,1270.708862,1492.2147219999999,1361.0424800000001,1414.5561520000001,1581.6651609999999,1580.3226320000001,1617.5589600000001,1682.931763,1713.7368160000001,1814.9616699999999,1828.8553469999999,1852.4960940000001,1919.9926760000001,1900.3596190000001,1874.310547,1829.212158,1922.29187,1889.2333740000001]
["2014-01-04T03:00:00.365",76,975.66455080000003,1714.9404300000001,1178.5541989999999,1240.877197,1459.9732670000001,1316.806274,1322.9644780000001,1534.8126219999999,1510.6741939999999,1559.1357419999999,1623.7246090000001,1661.114014,1756.053101,1766.6724850000001,1788.3569339999999,1859.64563,1857.837769,1838.252197,1797.830322,1895.8496090000001,1849.8831053999997]
["2014-01-04T04:00:00.370",77,1022.719482,1731.2979740000001,1235.025879,1257.2220460000001,1462.643188,1320.614746,1287.2307129999999,1520.9176030000001,1464.1705320000001,1514.3276370000001,1568.4404300000001,1610.244263,1703.8287350000001,1713.2899170000001,1736.248047,1803.0601810000001,1811.4600829999999,1791.3754879999999,1751.0692140000001,1855.1929929999999,1802.4315918]
["2014-01-04T05:00:00.375",78,1142.329346,1752.3604740000001,1363.9801030000001,1325.711182,1492.5180660000001,1361.037476,1305.4470209999999,1548.3999020000001,1460.924561,1506.8496090000001,1538.7294919999999,1572.9761960000001,1656.7620850000001,1665.044312,1692.866211,1759.280884,1776.1785890000001,1752.4886469999999,1705.130737,1811.0979,1760.8353514000003]
["2014-01-04T06:00:00.380",79,1282.593384,1777.256226,1519.259155,1472.377808,1555.356689,1442.5703129999999,1369.5683590000001,1608.919067,1498.095703,1543.125732,1551.636475,1572.53772,1629.109375,1631.5699460000001,1659.1918949999999,1726.402466,1750.2146,1727.4395750000001,1672.81897,1777.2901609999999,1730.8331544]
["2014-01-04T07:00:00.385",80,1402.7669679999999,1807.1400149999999,1637.280884,1650.5974120000001,1644.664673,1558.645874,1483.8041989999999,1697.855957,1570.472534,1616.089966,1605.1416019999999,1615.334595,1635.104004,1629.668823,1648.4576420000001,1709.818481,1733.7379149999999,1712.782837,1653.251831,1755.6210940000001,1713.0424316000001]
["2014-01-04T08:00:00.390",81,1650.5736079999999,1830.706909,1780.1529539999999,1783.2823490000001,1729.833374,1671.2258300000001,1627.1304929999999,1808.124634,1674.5996090000001,1721.4094239999999,1691.6129149999999,1693.3135990000001,1676.1572269999999,1665.917725,1671.4879149999999,1720.2935789999999,1735.9951169999999,1711.118774,1646.013062,1745.507202,1711.7855468000002]
["2014-01-04T09:00:00.395",82,1788.6708980000001,1846.555298,1836.983643,1932.341919,1802.7064210000001,1766.5203859999999,1749.0692140000001,1913.747437,1787.6553960000001,1846.3535159999999,1802.9864500000001,1798.109009,1747.0454099999999,1736.0711670000001,1727.690063,1762.0802000000001,1764.797607,1730.3989260000001,1657.415649,1752.121582,1733.3627927999999]
["2014-01-04T10:00:00.400",83,1861.8725589999999,1856.133057,1933.4989009999999,1987.8167719999999,1851.142456,1831.190063,1849.7783199999999,1994.064697,1879.6640629999999,1958.915039,1916.6519780000001,1913.981567,1839.3760990000001,1832.4343260000001,1810.5479740000001,1830.835693,1819.3367920000001,1773.955322,1692.7398679999999,1781.322388,1779.6380125999999]
["2014-01-04T11:00:00.405",84,1830.3823239999999,1855.4438479999999,1916.919189,2077.1982419999999,1881.036621,1869.894409,1898.4204099999999,2043.0969239999999,1941.776245,2042.944702,2004.640259,2012.5977780000001,1934.165283,1939.508789,1909.170288,1918.028687,1893.3396,1837.9738769999999,1750.253418,1832.98938,1846.5169924000002]
["2014-01-04T12:00:00.410",85,1778.178345,1850.6961670000001,1865.0002440000001,2049.7849120000001,1886.6835940000001,1880.1123050000001,1928.52478,2058.9548340000001,1967.3320309999999,2084.5895999999998,2057.9243160000001,2077.194336,2010.9829099999999,2032.9415280000001,2003.7197269999999,2009.5423579999999,1976.2054439999999,1914.6154790000001,1823.203491,1901.3907469999999,1924.9915037999999]
["2014-01-04T13:00:00.415",86,1735.0582280000001,1848.4293210000001,1826.1861570000001,1971.9898679999999,1852.1507570000001,1840.4989009999999,1910.718384,2051.486328,1968.243774,2092.7426759999998,2072.9956050000001,2102.3071289999998,2058.4848630000001,2096.9057619999999,2075.7795409999999,2087.0014649999998,2051.1892090000001,1991.7296140000001,1900.99353,1976.8477780000001,2001.5523191999996]
["2014-01-04T14:00:00.420",87,1669.408813,1848.9259030000001,1769.9666749999999,1910.0164789999999,1811.147827,1784.2497559999999,1848.739746,2008.322388,1933.586548,2066.9682619999999,2062.2788089999999,2096.6281739999999,2076.123779,2124.701172,2116.4982909999999,2138.0969239999999,2103.7795409999999,2054.951172,1969.086548,2045.9970699999999,2062.382251]
["2014-01-04T15:00:00.425",88,1652.314453,1843.7791749999999,1754.275513,1835.2509769999999,1774.5115969999999,1732.1173100000001,1783.509644,1948.492432,1873.6226810000001,2005.175659,2021.8688959999999,2063.383789,2068.5058589999999,2122.7446289999998,2126.8222660000001,2159.9914549999999,2127.5373540000001,2094.7941890000002,2015.8903809999999,2096.858154,2099.0143065999996]
["2014-01-04T16:00:00.430",89,1642.5878909999999,1841.2563479999999,1738.3764650000001,1805.577759,1746.6243899999999,1691.258423,1723.0593260000001,1890.0126949999999,1815.0812989999999,1930.516846,1961.2498780000001,2004.4799800000001,2034.6173100000001,2093.6936040000001,2110.748047,2157.8034670000002,2125.2553710000002,2109.4738769999999,2037.6994629999999,2123.9821780000002,2110.8428712000004]
["2014-01-04T17:00:00.435",90,1688.6044919999999,1838.423462,1783.4510499999999,1782.224731,1733.2330320000001,1665.0269780000001,1683.241577,1837.25647,1765.7650149999999,1858.5432129999999,1901.0523679999999,1938.528564,1982.484375,2042.001953,2069.4020999999998,2134.9321289999998,2101.3310550000001,2102.2602539999998,2038.457764,2129.2121579999998,2101.238672]
["2014-01-04T18:00:00.440",91,1822.64563,1833.1594239999999,1936.778198,1827.787842,1738.695068,1660.6560059999999,1658.107544,1795.078857,1729.881226,1798.1391599999999,1847.8833010000001,1879.5673830000001,1927.0648189999999,1982.642212,2012.709351,2095.2770999999998,2059.0471189999998,2075.4104000000002,2022.3811040000001,2116.2211910000001,2073.6673828000003]
["2014-01-04T19:00:00.445",92,1830.126587,1823.1226810000001,1902.0667719999999,2005.9968260000001,1790.130981,1711.032471,1663.6956789999999,1764.102905,1707.328857,1750.5821530000001,1804.649658,1831.470947,1877.960693,1926.811768,1954.138794,2048.1057129999999,2007.0795900000001,2032.6682129999999,1991.908447,2087.6286620000001,2033.4781250000001]
["2014-01-04T20:00:00.450",93,1648.6865230000001,1802.939697,1724.170654,1991.2761230000001,1825.8104249999999,1755.692749,1734.054443,1762.72937,1711.8123780000001,1720.7429199999999,1770.265259,1793.3542480000001,1838.6850589999999,1879.2658690000001,1901.2821039999999,2000.5649410000001,1955.288818,1981.6258539999999,1952.4453129999999,2048.3784179999998,1987.6606687999999]
["2014-01-04T21:00:00.455",94,1592.5347899999999,1775.4339600000001,1669.0314940000001,1790.81665,1769.3896480000001,1697.0354,1756.776611,1773.454712,1738.844971,1727.067505,1754.611206,1769.6082759999999,1810.5732419999999,1839.8160399999999,1856.647461,1954.557129,1908.8673100000001,1928.7270510000001,1909.2769780000001,2004.487793,1941.1832522]
["2014-01-04T22:00:00.460",95,1462.78772,1746.6953129999999,1504.745361,1716.5517580000001,1695.092529,1603.4445800000001,1666.2338870000001,1733.0040280000001,1719.3179929999999,1731.614746,1757.044067,1768.1292719999999,1801.1958010000001,1812.022461,1821.8157960000001,1909.453491,1868.5642089999999,1876.861938,1863.876587,1959.1795649999999,1895.5871579999998]
["2014-01-04T23:00:00.465",96,1368.5751949999999,1716.6427000000001,1451.7810059999999,1544.3305660000001,1628.7669679999999,1525.5736079999999,1579.3680420000001,1659.6480710000001,1641.902832,1682.0610349999999,1729.104004,1757.6210940000001,1802.9097899999999,1799.865845,1801.701538,1868.438721,1835.2894289999999,1827.5428469999999,1815.405518,1912.8582759999999,1851.9069581999997]
["2014-01-05T00:00:00.470",97,1205.6573490000001,1691.3988039999999,1342.287476,1484.0141599999999,1566.939331,1459.719116,1482.5896,1600.357544,1569.7955320000001,1614.9041749999999,1658.873413,1702.5692140000001,1781.4079589999999,1779.706909,1786.2951660000001,1834.469482,1812.1414789999999,1784.743774,1765.679077,1866.924072,1812.7915767999998]
["2014-01-05T01:00:00.475",98,1077.0433350000001,1671.564453,1257.569092,1377.6467290000001,1521.1323239999999,1412.0006100000001,1417.555298,1553.50415,1509.6789550000001,1554.997314,1592.3295900000001,1631.9873050000001,1729.421143,1728.6770019999999,1750.051514,1795.4730219999999,1791.4257809999999,1750.298828,1719.66272,1825.0749510000001,1776.3870603999999]
["2014-01-05T02:00:00.480",99,1014.380676,1663.204956,1214.966187,1292.9487300000001,1472.2254640000001,1363.0976559999999,1360.395996,1532.5864260000001,1471.0920410000001,1516.635254,1540.8560789999999,1576.6689449999999,1671.1795649999999,1665.6096190000001,1693.565552,1740.815063,1757.5657960000001,1716.0395510000001,1674.829346,1785.5352780000001,1734.9570067999998]
["2014-01-05T03:00:00.485",100,966.5585327,1662.5004879999999,1170.2025149999999,1257.695068,1444.000366,1332.140991,1314.030884,1521.691284,1444.7738039999999,1499.990112,1515.755737,1546.4548339999999,1623.63562,1611.651245,1638.5473629999999,1683.165405,1713.132202,1676.073975,1624.2889399999999,1741.4364009999999,1687.6193846000001]
["2014-01-05T04:00:00.490",101,1026.3350829999999,1667.115356,1225.9936520000001,1223.269409,1431.2510990000001,1319.2962649999999,1299.307129,1527.8382570000001,1433.551025,1497.9261469999999,1510.6357419999999,1539.5054929999999,1594.1461179999999,1579.727905,1599.8476559999999,1640.2491460000001,1673.547607,1638.764404,1574.438232,1695.2143550000001,1644.4427488000001]
["2014-01-05T05:00:00.495",102,1113.5557859999999,1679.085327,1269.87915,1294.814087,1445.924927,1335.415405,1302.8017580000001,1550.234375,1445.953857,1516.7851559999999,1524.9385990000001,1550.8179929999999,1581.1042480000001,1570.9104,1584.060913,1622.447876,1650.876831,1615.973999,1539.8427730000001,1658.793091,1617.586914]
["2014-01-05T06:00:00.500",103,1294.044312,1692.3023679999999,1395.310669,1361.1070560000001,1485.4444579999999,1379.556885,1350.569702,1586.5996090000001,1478.3975829999999,1551.2646480000001,1560.2114260000001,1582.9724120000001,1586.4011230000001,1582.8114009999999,1590.356567,1630.8892820000001,1649.4376219999999,1614.023193,1530.68335,1642.8332519999999,1613.5733398]
["2014-01-05T07:00:00.505",104,1451.2768550000001,1732.2314449999999,1501.7429199999999,1510.0047609999999,1542.208862,1444.8472899999999,1414.1829829999999,1638.6235349999999,1534.411865,1604.6904300000001,1609.1843260000001,1631.7579350000001,1612.1704099999999,1615.7734379999999,1618.9157709999999,1662.3937989999999,1668.3496090000001,1632.818481,1548.5850829999999,1650.9655760000001,1632.6225096000003]
["2014-01-05T08:00:00.510",105,1622.7601320000001,1765.715698,1616.3885499999999,1642.353149,1618.9095460000001,1526.3820800000001,1503.3797609999999,1694.6795649999999,1600.2429199999999,1667.7491460000001,1670.540894,1693.309692,1657.775879,1665.52124,1667.7337649999999,1713.1241460000001,1706.4941409999999,1670.0620120000001,1589.21228,1681.041504,1671.9868166000001]
["2014-01-05T09:00:00.515",106,1966.851318,1790.302124,1898.4241939999999,1773.9013669999999,1688.0960689999999,1606.122314,1594.0233149999999,1757.216797,1671.8553469999999,1735.2041019999999,1731.425293,1757.8348390000001,1718.9086910000001,1728.487427,1731.6317140000001,1776.3957519999999,1760.196289,1722.696899,1646.7375489999999,1728.918457,1726.9889891999999]
["2014-01-05T10:00:00.520",107,1959.1051030000001,1809.821899,1899.0859379999999,2089.7102049999999,1795.0961910000001,1730.1710210000001,1673.3305660000001,1812.1320800000001,1736.5,1799.369019,1788.826172,1817.07251,1785.580811,1795.3508300000001,1802.2524410000001,1844.392578,1823.3063959999999,1785.1137699999999,1713.4510499999999,1788.7407229999999,1791.0009034]
["2014-01-05T11:00:00.525",108,1903.924438,1816.9232179999999,1901.6895750000001,2106.9467770000001,1873.665894,1836.4342039999999,1816.222534,1881.412842,1801.2200929999999,1849.9995120000001,1833.953857,1864.891846,1848.0710449999999,1858.579712,1868.5489500000001,1907.391846,1886.5660399999999,1849.53125,1780.646606,1853.026245,1855.4323973999999]
["2014-01-05T12:00:00.530",109,1981.62915,1812.5589600000001,2020.3474120000001,2078.8447270000001,1868.16687,1845.1304929999999,1878.22522,1956.6311040000001,1878.298706,1919.2923579999999,1874.954956,1900.0267329999999,1895.430664,1910.2301030000001,1921.8549800000001,1957.6594239999999,1940.4017329999999,1906.7769780000001,1839.0645750000001,1913.0444339999999,1911.3894287999999]
["2014-01-05T13:00:00.535",110,1876.8551030000001,1801.1339109999999,1874.1102289999999,2184.46875,1879.659668,1859.767578,1860.7857670000001,1972.0179439999999,1897.028442,1967.4179690000001,1926.0931399999999,1941.6533199999999,1933.696533,1948.7733149999999,1956.0932620000001,1990.049927,1977.548706,1949.619751,1881.6495359999999,1960.963013,1951.9661865999999]
["2014-01-05T14:00:00.540",111,1809.076538,1786.2886960000001,1874.813721,2012.7677000000001,1860.1564940000001,1852.111572,1882.5976559999999,1975.064087,1876.9201660000001,1960.2890629999999,1938.151611,1964.624634,1961.832275,1986.165649,1979.575562,2007.2951660000001,1995.232788,1973.9301760000001,1905.222534,1991.8785399999999,1974.7118407999999]
["2014-01-05T15:00:00.545",112,1812.0563959999999,1760.9003909999999,1875.7857670000001,1968.6657709999999,1807.036255,1798.412842,1835.7857670000001,1976.3496090000001,1868.1450199999999,1952.8173830000001,1922.192749,1947.8826899999999,1955.4316409999999,2001.6632079999999,1990.359741,2018.127686,2001.2932129999999,1982.622437,1912.187866,2005.662842,1983.9788088]
["2014-01-05T16:00:00.550",113,1764.6096190000001,1742.08374,1862.9332280000001,1950.725952,1787.2304690000001,1777.490601,1788.262939,1940.950439,1830.6137699999999,1928.3392329999999,1915.713745,1929.874268,1926.9658199999999,1984.980225,1972.929932,2014.512573,1994.21875,1980.847534,1911.8220209999999,2008.5729980000001,1981.9947752]
["2014-01-05T17:00:00.555",114,1557.64563,1723.466919,1615.474976,1923.47937,1775.0611570000001,1768.9864500000001,1771.957275,1915.728394,1797.8688959999999,1886.942749,1890.5336910000001,1909.3199460000001,1897.932861,1962.0625,1943.053101,1993.330811,1967.114746,1964.084595,1904.013672,2001.8256839999999,1966.0739016]
["2014-01-05T18:00:00.560",115,1600.7597659999999,1704.3618160000001,1650.838135,1637.7388920000001,1699.635254,1682.9339600000001,1763.444092,1894.5717770000001,1787.5043949999999,1859.212769,1866.974121,1881.463379,1866.5516359999999,1932.2646480000001,1915.4085689999999,1969.7109379999999,1932.7810059999999,1933.6369629999999,1884.224976,1981.8735349999999,1940.4454836]
["2014-01-05T19:00:00.565",116,1571.7742920000001,1691.8863530000001,1601.0904539999999,1640.720581,1631.0479740000001,1586.081177,1648.1170649999999,1833.3664550000001,1758.650635,1839.2155760000001,1856.4350589999999,1865.334961,1844.0006100000001,1899.8084719999999,1887.2502440000001,1946.1755370000001,1900.935913,1900.7110600000001,1860.7751459999999,1954.669067,1912.6533446000001]
["2014-01-05T20:00:00.570",117,1553.005005,1676.2346190000001,1552.2857670000001,1599.3930660000001,1619.64563,1553.7631839999999,1584.6270750000001,1737.321533,1683.603149,1771.0982670000001,1828.9029539999999,1850.2933350000001,1837.501831,1877.0830080000001,1866.8919679999999,1922.762939,1872.124634,1868.7193600000001,1838.1926269999999,1926.859009,1885.7317137999999]
["2014-01-05T21:00:00.575",118,1525.9804690000001,1653.395264,1497.3984379999999,1554.3594969999999,1596.781616,1520.7780760000001,1552.1942140000001,1674.6136469999999,1638.4279790000001,1695.9525149999999,1759.422241,1798.005371,1822.6210940000001,1855.434937,1854.7010499999999,1903.91272,1850.7332759999999,1838.818115,1814.4311520000001,1899.1674800000001,1861.4125486]
["2014-01-05T22:00:00.580",119,1440.9700929999999,1626.472168,1416.2392580000001,1507.744263,1567.384888,1476.6629640000001,1511.9320070000001,1616.6657709999999,1611.1843260000001,1644.049072,1702.3016359999999,1734.868164,1787.9173579999999,1809.875,1828.778442,1881.1164550000001,1835.3298339999999,1813.4133300000001,1790.453857,1872.963135,1838.6553221999998]
["2014-01-05T23:00:00.585",120,1261.0770259999999,1595.810913,1335.6279300000001,1436.740601,1529.8248289999999,1426.1647949999999,1460.109741,1560.159302,1573.581177,1595.341187,1655.697876,1689.603149,1756.2299800000001,1758.6057129999999,1785.5924070000001,1839.9267580000001,1810.9404300000001,1786.5939940000001,1763.250366,1847.013062,1809.5449220000003]
["2014-01-06T00:00:00.590",121,1166.4605710000001,1569.3186040000001,1236.1793210000001,1365.7172849999999,1485.868408,1372.9794919999999,1398.2468260000001,1509.6362300000001,1527.665649,1545.147095,1604.8526609999999,1647.145996,1728.6374510000001,1716.9406739999999,1744.234009,1790.1141359999999,1777.0657960000001,1751.0982670000001,1723.2132570000001,1813.4263920000001,1770.9835696000002]
["2014-01-06T01:00:00.595",122,1006.6142579999999,1551.6489260000001,1119.8135990000001,1271.1022949999999,1438.8554690000001,1318.4011230000001,1336.9976810000001,1470.3035890000001,1480.3210449999999,1497.723755,1553.044312,1599.6414789999999,1693.6861570000001,1678.2404790000001,1705.4835210000001,1744.6632079999999,1745.682129,1713.884033,1674.3363039999999,1772.220947,1730.1573241999999]
["2014-01-06T02:00:00.600",123,944.32928470000002,1545.7070309999999,1058.4173579999999,1150.7368160000001,1384.094482,1255.9426269999999,1273.906616,1445.1832280000001,1437.9647219999999,1460.5407709999999,1507.684448,1554.5451660000001,1649.8747559999999,1638.112793,1663.8115230000001,1703.709106,1718.662476,1683.0349120000001,1629.9724120000001,1733.0648189999999,1693.6887449999999]
["2014-01-06T03:00:00.605",124,939.8905029,1548.6831050000001,1078.377563,1081.974976,1340.2742920000001,1203.286255,1204.7491460000001,1427.16687,1398.2016599999999,1435.477783,1475.0791019999999,1520.702759,1604.803345,1600.3582759999999,1622.0242920000001,1666.6130370000001,1692.776611,1658.280029,1595.6256100000001,1701.5775149999999,1662.9745604]
["2014-01-06T04:00:00.610",125,982.99682619999999,1562.799927,1124.3325199999999,1103.181519,1334.0058590000001,1194.0859379999999,1159.1116939999999,1419.287842,1363.257568,1417.3858640000001,1453.5751949999999,1499.6091309999999,1566.5230710000001,1571.5469969999999,1587.8325199999999,1637.7851559999999,1669.779419,1638.532471,1571.3054199999999,1677.789673,1639.0384277999997]
["2014-01-06T05:00:00.615",126,1030.75415,1581.345581,1181.2769780000001,1157.6129149999999,1361.0931399999999,1227.213135,1169.7529300000001,1438.3560789999999,1353.7757570000001,1413.931763,1442.7250979999999,1488.1374510000001,1537.532471,1553.582275,1566.7314449999999,1622.541138,1655.215698,1626.8691409999999,1558.661987,1662.6201169999999,1625.1816162]
["2014-01-06T06:00:00.620",127,1112.7871090000001,1608.494385,1247.9617920000001,1222.7329099999999,1399.5557859999999,1277.159668,1223.21875,1487.149414,1383.2110600000001,1442.3378909999999,1455.071289,1493.2170410000001,1521.2132570000001,1545.4766850000001,1558.7924800000001,1621.746948,1652.246582,1627.0749510000001,1560.69397,1659.1176760000001,1624.1760254000001]
["2014-01-06T07:00:00.625",128,1287.757202,1637.0703129999999,1317.666504,1296.3382570000001,1443.122192,1330.1285399999999,1292.5382079999999,1547.17688,1437.4517820000001,1501.116943,1499.4932859999999,1527.6953129999999,1528.3093260000001,1553.232422,1565.5455320000001,1633.2188719999999,1659.8336179999999,1639.0474850000001,1577.2092290000001,1668.6108400000001,1635.5840088]
["2014-01-06T08:00:00.630",129,1525.802612,1660.546509,1397.2222899999999,1372.4121090000001,1487.485962,1382.601807,1363.4388429999999,1604.199707,1496.811279,1571.714111,1563.5952150000001,1588.0961910000001,1565.497314,1586.1660159999999,1594.0039059999999,1658.3203129999999,1678.323486,1660.6125489999999,1603.882202,1688.8055420000001,1657.9888183999999]
["2014-01-06T09:00:00.635",130,2355.3542480000001,1682.7269289999999,2004.486572,1458.921875,1531.0341800000001,1433.8367920000001,1428.1770019999999,1651.3863530000001,1552.005615,1638.581909,1628.719116,1655.3839109999999,1623.861938,1641.471436,1645.7586670000001,1700.280518,1711.5201420000001,1692.3798830000001,1637.596558,1717.415894,1691.8385990000002]
["2014-01-06T10:00:00.640",131,2361.7797850000002,1699.3725589999999,1956.432129,2144.4484859999998,1713.1008300000001,1637.6629640000001,1485.7844239999999,1686.702393,1598.776001,1692.924927,1683.3854980000001,1714.052612,1686.7429199999999,1704.7993160000001,1709.3431399999999,1754.7945560000001,1758.566284,1735.563232,1678.7164310000001,1754.806885,1736.4894776000001]
["2014-01-06T11:00:00.645",132,2270.0598140000002,1682.570557,1926.1522219999999,2170.4108890000002,1877.480591,1858.283081,1771.208862,1782.7700199999999,1683.3511960000001,1731.708862,1722.6251219999999,1757.4418949999999,1741.2158199999999,1762.169678,1769.375366,1809.730591,1809.6488039999999,1785.181763,1724.984375,1799.669678,1785.8430422000001]
["2014-01-06T12:00:00.650",133,2319.9458009999998,1664.5318600000001,2021.975342,2102.459961,1854.498413,1867.2231449999999,1916.1070560000001,1933.3587649999999,1854.549438,1858.189697,1781.8088379999999,1799.015991,1780.9027100000001,1805.3100589999999,1815.703125,1853.712769,1852.8580320000001,1831.0113530000001,1768.0922849999999,1845.027466,1830.1403809999999]
["2014-01-06T13:00:00.655",134,2269.3393550000001,1647.041504,1984.021362,2187.6623540000001,1839.25415,1839.045044,1876.791504,1957.4210210000001,1917.427124,1974.538086,1905.908936,1898.4149170000001,1841.2757570000001,1846.153198,1848.582275,1881.2645259999999,1880.9149170000001,1864.5389399999999,1799.227783,1881.790649,1861.5473630000001]
["2014-01-06T14:00:00.660",135,2001.458496,1630.219971,1905.4592290000001,2145.2937010000001,1839.255249,1845.627686,1858.6232910000001,1929.1103519999999,1869.0766599999999,1968.875,1954.5541989999999,1983.368164,1926.570557,1926.6484379999999,1899.6705320000001,1906.1038820000001,1897.0322269999999,1883.3330080000001,1814.7863769999999,1904.4350589999999,1881.1381106000001]
["2014-01-06T15:00:00.665",136,1789.9438479999999,1592.6225589999999,1746.1273189999999,2034.866943,1797.6655270000001,1810.9375,1842.3342290000001,1920.0275879999999,1840.0886230000001,1926.723755,1915.350342,1966.1286620000001,1956.419189,1988.716553,1960.5469969999999,1951.2558590000001,1925.6657709999999,1899.7006839999999,1822.701172,1917.023193,1903.2693358000001]
["2014-01-06T16:00:00.670",137,1790.387573,1568.8945309999999,1770.8599850000001,1828.1313479999999,1712.7354740000001,1720.2813719999999,1784.7905270000001,1893.613159,1814.6689449999999,1894.216553,1882.599487,1915.122803,1921.914673,1977.581909,1967.9746090000001,1984.7230219999999,1955.8129879999999,1924.654419,1843.8748780000001,1935.8214109999999,1928.9773436000003]
["2014-01-06T17:00:00.675",138,1401.899048,1557.4993899999999,1382.6020510000001,1818.0397949999999,1658.028442,1651.7276609999999,1672.360596,1831.9071039999999,1754.709106,1845.14624,1854.514893,1882.665894,1881.4693600000001,1936.133057,1930.0577390000001,1972.400269,1947.7947999999999,1933.799683,1867.70813,1956.9210210000001,1935.7247806]
["2014-01-06T18:00:00.680",139,1607.8688959999999,1545.803711,1574.3145750000001,1380.3427730000001,1554.556274,1530.7926030000001,1622.5667719999999,1765.3782960000001,1679.1374510000001,1764.0982670000001,1802.7514650000001,1841.6595460000001,1849.461548,1898.0467530000001,1892.7045900000001,1939.0239260000001,1909.3797609999999,1909.2429199999999,1862.651245,1954.4510499999999,1914.9497803999998]
["2014-01-06T19:00:00.685",140,1592.2962649999999,1548.8989260000001,1542.547607,1528.8588870000001,1492.09375,1440.9273679999999,1453.6042480000001,1684.294312,1613.430664,1699.1264650000001,1737.8070070000001,1776.3648679999999,1807.0205080000001,1853.2304690000001,1858.4384769999999,1909.3688959999999,1871.847168,1870.9305420000001,1834.341187,1926.8881839999999,1882.6751953999999]
["2014-01-06T20:00:00.690",141,1540.925293,1544.834106,1516.418457,1526.131226,1530.1389160000001,1465.8129879999999,1429.2036129999999,1585.65625,1521.6210940000001,1599.693115,1678.0426030000001,1714.3562010000001,1760.5054929999999,1795.3710940000001,1812.508789,1876.1339109999999,1838.356689,1835.615356,1805.3194579999999,1894.2723390000001,1849.9395506000001]
["2014-01-06T21:00:00.695",142,1508.825439,1534.293823,1471.8923339999999,1507.45874,1529.2962649999999,1466.777466,1452.885376,1564.1761469999999,1506.7772219999999,1533.200562,1594.798462,1638.1976320000001,1709.6446530000001,1739.5904539999999,1762.4052730000001,1832.8107910000001,1798.596802,1797.367798,1775.744019,1862.5786129999999,1813.4196046000002]
["2014-01-06T22:00:00.700",143,1437.0977780000001,1516.3125,1393.5852050000001,1476.7563479999999,1513.7962649999999,1437.543091,1451.1522219999999,1540.573486,1518.423828,1521.5698239999999,1563.244385,1585.6649170000001,1657.8492429999999,1673.362793,1707.080688,1783.6362300000001,1756.594482,1751.7673339999999,1736.4295649999999,1824.943237,1770.6741695999997]
["2014-01-06T23:00:00.705",144,1167.4967039999999,1496.713501,1240.439087,1415.0926509999999,1484.5592039999999,1395.3889160000001,1422.469116,1506.7561040000001,1505.830078,1510.7067870000001,1553.1563719999999,1576.1198730000001,1636.0424800000001,1628.236328,1654.156982,1726.6791989999999,1711.2818600000001,1702.1195070000001,1688.857544,1780.791504,1721.9459228000003]
["2014-01-07T00:00:00.710",145,966.6115112,1479.675293,1113.2954099999999,1267.6483149999999,1427.4948730000001,1326.0371090000001,1374.299072,1468.8873289999999,1476.275269,1487.7524410000001,1530.4761960000001,1566.7498780000001,1630.705078,1611.3637699999999,1626.4521480000001,1679.302246,1672.0145259999999,1651.8923339999999,1634.339111,1731.6788329999999,1673.8454100000004]
["2014-01-07T01:00:00.715",146,830.54321289999996,1470.7274170000001,976.25677489999998,1136.674683,1354.9727780000001,1237.255615,1286.170044,1425.9375,1433.6439210000001,1457.5135499999999,1497.0275879999999,1540.9776609999999,1616.4948730000001,1598.213501,1611.2739260000001,1649.838013,1651.1152340000001,1613.378052,1584.1439210000001,1685.565186,1636.8080812000001]
["2014-01-07T02:00:00.720",147,851.48663329999999,1471.7155760000001,985.47680660000003,992.08172609999997,1286.2661129999999,1151.7354740000001,1186.3066409999999,1377.501953,1373.6611330000001,1415.2172849999999,1457.1210940000001,1506.9187010000001,1588.770874,1576.2041019999999,1591.1270750000001,1626.880249,1641.028564,1591.1270750000001,1550.1367190000001,1652.7329099999999,1612.3811034]
["2014-01-07T03:00:00.725",148,884.26635739999995,1484.4785159999999,1008.220093,1001.7662350000001,1255.397217,1109.3793949999999,1087.487061,1337.5349120000001,1311.1751710000001,1368.10022,1409.0142820000001,1466.0017089999999,1551.035889,1546.869385,1564.617432,1602.9451899999999,1630.1282960000001,1577.582275,1529.263062,1632.4003909999999,1594.4638428000001]
["2014-01-07T04:00:00.730",149,939.91668700000002,1503.3436280000001,1070.3583980000001,1039.868408,1272.715332,1127.098389,1058.7739260000001,1324.384644,1266.2633060000001,1327.1092530000001,1364.397095,1423.353149,1506.728149,1511.2358400000001,1534.378052,1579.5133060000001,1616.5024410000001,1567.1782229999999,1514.446289,1617.9001459999999,1579.1080809999999]
["2014-01-07T05:00:00.735",150,998.96594240000002,1524.3666989999999,1145.490356,1116.8085940000001,1309.91626,1175.5981449999999,1090.8790280000001,1359.4147949999999,1270.0078129999999,1322.020264,1339.38562,1392.2054439999999,1463.8779300000001,1474.8774410000001,1503.1293949999999,1558.518433,1601.6503909999999,1560.165894,1504.3046879999999,1606.790405,1566.2859622000001]
["2014-01-07T06:00:00.740",151,1176.4129640000001,1547.5471190000001,1364.0896,1204.3201899999999,1360.143188,1240.4460449999999,1163.4853519999999,1424.667236,1315.950439,1363.950073,1359.3592530000001,1396.6297609999999,1438.9658199999999,1448.6827390000001,1478.2509769999999,1543.0032960000001,1587.5200199999999,1557.1676030000001,1499.4650879999999,1599.8004149999999,1557.3912843999999]
["2014-01-07T07:00:00.745",152,1288.8382570000001,1569.621216,1489.4429929999999,1444.5825199999999,1449.6671140000001,1349.3386230000001,1254.447144,1504.837769,1386.4345699999999,1439.2619629999999,1420.115845,1446.0101320000001,1450.109375,1452.4147949999999,1474.473755,1540.209717,1578.948975,1559.0437010000001,1500.342529,1597.863525,1555.2816893999998]
["2014-01-07T08:00:00.750",153,1578.569092,1585.5179439999999,1646.9613039999999,1597.131836,1551.922607,1479.6134030000001,1408.0972899999999,1601.981689,1477.7813719999999,1529.889893,1504.5042719999999,1525.8980710000001,1498.02063,1494.387207,1505.4228519999999,1562.0581050000001,1586.82312,1570.358643,1509.2650149999999,1603.248169,1566.3506104000001]
["2014-01-07T09:00:00.755",154,1686.750732,1592.5710449999999,1694.990601,1765.6879879999999,1632.7788089999999,1586.7818600000001,1549.6834719999999,1711.7620850000001,1595.959595,1645.1641850000001,1602.4204099999999,1619.582275,1569.722534,1565.9178469999999,1568.443115,1613.1954350000001,1620.3100589999999,1599.208496,1533.0083010000001,1622.001831,1597.5448243999999]
["2014-01-07T10:00:00.760",155,1671.382568,1588.3515629999999,1688.6719969999999,1814.7933350000001,1681.769775,1653.049927,1663.36438,1795.5976559999999,1698.8608400000001,1759.805908,1713.4266359999999,1726.4760739999999,1658.3774410000001,1653.8214109999999,1650.1522219999999,1685.1248780000001,1677.0076899999999,1648.371582,1576.6354980000001,1659.7951660000001,1649.3869628]
["2014-01-07T11:00:00.765",156,1826.7891850000001,1578.957275,1703.111328,1789.2078859999999,1679.8532709999999,1658.7623289999999,1710.614014,1842.9670410000001,1763.6453859999999,1845.3123780000001,1803.2574460000001,1825.5766599999999,1755.8826899999999,1753.6938479999999,1742.5966800000001,1765.6411129999999,1746.102905,1711.0749510000001,1636.0356449999999,1714.708374,1714.7125976]
["2014-01-07T12:00:00.770",157,1824.413452,1570.234375,1667.800659,1784.147461,1662.4801030000001,1638.858154,1691.828125,1839.158447,1774.3004149999999,1881.4365230000001,1853.06665,1888.6207280000001,1838.92749,1845.548096,1834.327759,1846.6116939999999,1819.868408,1778.1861570000001,1700.993408,1777.943115,1784.7205564000001]
["2014-01-07T13:00:00.775",158,1764.3980710000001,1555.498047,1633.0916749999999,1732.421875,1639.9760739999999,1612.6484379999999,1657.6491699999999,1805.365356,1743.354004,1861.884888,1851.908081,1901.2254640000001,1886.8272710000001,1906.9454350000001,1903.2535399999999,1913.7717290000001,1887.026611,1842.329346,1763.911255,1841.302246,1849.6682374]
["2014-01-07T14:00:00.780",159,1769.8461910000001,1538.9207759999999,1653.2274170000001,1679.681763,1606.2304690000001,1575.159058,1610.005737,1764.3950199999999,1701.857178,1813.955688,1812.574707,1867.3599850000001,1889.8393550000001,1923.6252440000001,1933.318481,1951.5874020000001,1931.2463379999999,1891.9179690000001,1815.6324460000001,1896.0112300000001,1897.2790769999999]
["2014-01-07T15:00:00.785",160,1699.5234379999999,1523.1099850000001,1577.603149,1692.696899,1588.7395019999999,1553.0848390000001,1557.146362,1716.6762699999999,1654.6152340000001,1755.169312,1762.705811,1812.9522710000001,1858.235107,1898.0607910000001,1920.630981,1952.55249,1941.094116,1915.0776370000001,1844.5732419999999,1930.924683,1916.8444336]
["2014-01-07T16:00:00.790",161,1720.936279,1510.033813,1620.878784,1608.8691409999999,1566.866577,1528.1807859999999,1534.4140629999999,1677.723999,1611.7767329999999,1692.3355710000001,1710.606812,1755.966064,1810.5289310000001,1850.2506100000001,1877.862427,1922.3210449999999,1916.576294,1907.040894,1844.0111079999999,1937.9681399999999,1905.5834962000001]
["2014-01-07T17:00:00.795",162,1152.6920170000001,1503.919189,1450.6206050000001,1645.1201169999999,1553.505371,1508.110962,1495.8594969999999,1646.31665,1583.393433,1645.1617429999999,1665.6791989999999,1703.2597659999999,1756.9638669999999,1795.3729249999999,1821.9979249999999,1876.731567,1870.174438,1873.4963379999999,1817.252563,1917.7314449999999,1871.0772701999999]
["2014-01-07T18:00:00.800",163,1259.6488039999999,1492.018677,1501.3824460000001,1460.6960449999999,1519.4079589999999,1462.934692,1490.721802,1614.901611,1556.301514,1602.951538,1635.497314,1665.4895019999999,1708.5539550000001,1742.8865969999999,1763.529419,1828.2955320000001,1815.934692,1826.181274,1776.553711,1879.765259,1825.3460935999999]
["2014-01-07T19:00:00.805",164,1316.7210689999999,1500.577393,1515.3439940000001,1492.9693600000001,1484.3011469999999,1412.3657229999999,1424.599487,1578.661621,1533.4094239999999,1574.5318600000001,1608.6395259999999,1637.0335689999999,1670.8448490000001,1702.1374510000001,1713.3389890000001,1784.4368899999999,1763.076294,1774.304443,1733.2276609999999,1835.11438,1778.0319336]
["2014-01-07T20:00:00.810",165,1295.1514890000001,1502.002808,1477.663086,1519.6396480000001,1501.7701420000001,1414.7132570000001,1397.799927,1523.255371,1489.4510499999999,1530.0733640000001,1584.2917480000001,1614.786255,1644.673828,1669.8961179999999,1675.766846,1749.552246,1719.5352780000001,1724.439087,1693.122437,1790.9770510000001,1735.5252198000003]
["2014-01-07T21:00:00.815",166,1270.2078859999999,1494.6669919999999,1442.816284,1488.9624020000001,1502.7589109999999,1414.947144,1405.546143,1498.397217,1468.321289,1487.4183350000001,1540.3256839999999,1580.631592,1623.057495,1644.173096,1649.6807859999999,1721.377686,1687.5001219999999,1681.2489009999999,1659.2767329999999,1751.8820800000001,1700.2571044000001]
["2014-01-07T22:00:00.820",167,1230.3267820000001,1476.696533,1422.588379,1458.622192,1485.0201420000001,1393.322388,1394.5584719999999,1479.799683,1464.253418,1469.2382809999999,1508.2076420000001,1544.420654,1598.967529,1610.61499,1626.3544919999999,1694.627808,1665.5198969999999,1645.6669919999999,1630.220581,1718.7802730000001,1670.9631101999998]
["2014-01-07T23:00:00.825",168,1090.966553,1457.170044,1310.768311,1450.5501710000001,1468.441284,1375.277832,1365.9320070000001,1454.9094239999999,1446.5817870000001,1453.5313719999999,1487.700073,1523.92749,1584.580933,1577.701904,1600.2670900000001,1660.7932129999999,1645.6473390000001,1615.1289059999999,1602.1805420000001,1689.657837,1642.6815674000002]
["2014-01-08T00:00:00.830",169,923.84057619999999,1439.2479249999999,1142.768433,1345.2757570000001,1434.6092530000001,1343.7757570000001,1344.5455320000001,1436.8691409999999,1422.5902100000001,1432.377197,1461.286865,1504.860596,1577.0073239999999,1554.7497559999999,1579.7897949999999,1624.0748289999999,1625.187134,1585.389893,1568.9517820000001,1659.545288,1612.6297852000002]
["2014-01-08T01:00:00.835",170,871.41827390000003,1426.5401609999999,1090.4785159999999,1164.5307620000001,1361.693726,1267.003052,1295.7353519999999,1425.5074460000001,1401.676514,1419.480225,1434.9748540000001,1480.2849120000001,1562.7124020000001,1533.8710940000001,1561.7189940000001,1592.080811,1608.889038,1559.185303,1531.4121090000001,1627.3833010000001,1583.7901124]
["2014-01-08T02:00:00.840",171,870.62231450000002,1425.7963870000001,1069.7128909999999,1100.792725,1301.3741460000001,1195.4841309999999,1202.0924070000001,1399.070068,1364.2148440000001,1407.5775149999999,1418.3016359999999,1462.002563,1541.9925539999999,1511.669922,1538.843018,1563.9129640000001,1595.3115230000001,1540.0982670000001,1497.153198,1598.106567,1558.9165038000001]
["2014-01-08T03:00:00.845",172,864.93243410000002,1432.2510990000001,1050.0451660000001,1084.0860600000001,1284.5780030000001,1173.504639,1140.4061280000001,1372.4820560000001,1314.2413329999999,1379.716064,1398.07251,1447.4682620000001,1519.8479,1494.716064,1515.873169,1540.286865,1580.947754,1526.591797,1469.736572,1574.727905,1538.4581785999999]
["2014-01-08T04:00:00.850",173,933.30999759999997,1444.6243899999999,1119.3680420000001,1070.2048339999999,1282.909668,1174.415039,1129.410889,1378.03772,1293.4228519999999,1361.011841,1374.282837,1426.8232419999999,1491.351807,1480.587158,1498.231812,1527.101807,1569.2771,1518.5024410000001,1450.5421140000001,1557.7539059999999,1524.6354736000001]
["2014-01-08T05:00:00.855",174,1034.2978519999999,1463.1918949999999,1217.9001459999999,1150.809082,1305.855957,1200.421875,1141.2353519999999,1405.554932,1306.8079829999999,1374.3657229999999,1376.021362,1419.099121,1462.2186280000001,1464.3358149999999,1482.915894,1524.477539,1563.6202390000001,1519.0535890000001,1443.9149170000001,1550.0345460000001,1520.2201660000001]
["2014-01-08T06:00:00.860",175,1148.9864500000001,1482.4967039999999,1340.080322,1272.691284,1361.8585210000001,1264.2030030000001,1195.0888669999999,1447.629639,1340.3294679999999,1408.917725,1407.6583250000001,1443.1915280000001,1453.7041019999999,1460.0960689999999,1476.0543210000001,1529.775024,1562.310303,1528.072388,1451.708862,1553.8941649999999,1525.1521483999998]
["2014-01-08T07:00:00.865",176,1228.074341,1497.665283,1413.2974850000001,1421.1762699999999,1433.3367920000001,1349.8013920000001,1285.6949460000001,1510.036255,1400.246948,1463.5498050000001,1456.5931399999999,1490.1138920000001,1473.8342290000001,1481.086182,1493.0791019999999,1549.771606,1569.913086,1544.2817379999999,1470.7901609999999,1567.7467039999999,1540.5006589999998]
["2014-01-08T08:00:00.870",177,1353.3735349999999,1506.081177,1486.6204829999999,1512.4957280000001,1494.5467530000001,1425.665649,1393.616943,1581.643433,1480.1561280000001,1537.9279790000001,1522.9925539999999,1552.470947,1518.0615230000001,1523.864014,1535.9780270000001,1590.696899,1595.946533,1572.318115,1501.619629,1591.900024,1570.4962399999999]
["2014-01-08T09:00:00.875",178,1428.432861,1513.2545170000001,1522.0069579999999,1591.0780030000001,1535.388672,1476.6491699999999,1473.7357179999999,1643.494263,1558.43103,1619.642212,1598.8195800000001,1626.6705320000001,1582.760376,1584.183716,1597.155884,1647.7392580000001,1640.8179929999999,1615.785889,1547.309814,1629.8093260000001,1616.2924559999999]
["2014-01-08T10:00:00.880",179,1510.055664,1513.991943,1550.165894,1623.4545900000001,1560.232178,1506.164307,1523.5264890000001,1679.3122559999999,1610.0426030000001,1683.0708010000001,1665.845337,1698.758057,1659.452393,1656.4404300000001,1670.034668,1712.93103,1697.8232419999999,1670.336914,1604.2799070000001,1680.4140629999999,1673.1570311999999]
["2014-01-08T11:00:00.885",180,1464.88501,1511.3995359999999,1516.13147,1640.7139890000001,1568.3876949999999,1517.622803,1541.232788,1692.797607,1632.9520259999999,1716.095703,1703.8280030000001,1746.615967,1729.5214840000001,1727.493164,1743.5620120000001,1778.1529539999999,1759.381836,1728.565186,1664.1392820000001,1737.127197,1733.4732909999998]
["2014-01-08T12:00:00.890",181,1509.647827,1505.86438,1590.99585,1587.4582519999999,1555.4133300000001,1505.000366,1538.3032229999999,1687.9163820000001,1631.9731449999999,1719.7407229999999,1711.930664,1761.057861,1774.1717530000001,1778.1154790000001,1800.1553960000001,1831.806763,1815.3000489999999,1782.7578129999999,1718.7823490000001,1792.279053,1788.1852053999999]
["2014-01-08T13:00:00.895",182,1497.330933,1503.5532229999999,1595.3035890000001,1649.043823,1552.8450929999999,1501.926025,1502.9414059999999,1668.006226,1611.868408,1701.841797,1696.8985600000001,1747.9263920000001,1787.470947,1798.7542719999999,1826.3126219999999,1861.0170900000001,1851.918457,1823.1602780000001,1759.8183590000001,1837.7633060000001,1826.735498]
["2014-01-08T14:00:00.900",183,1459.8402100000001,1499.7307129999999,1597.764038,1650.2170410000001,1564.96875,1518.450439,1500.763062,1647.432251,1581.9770510000001,1663.8679199999999,1666.7687989999999,1717.029053,1773.654053,1791.3702390000001,1821.19397,1861.2105710000001,1860.4289550000001,1840.3895259999999,1778.3752440000001,1864.541626,1840.9891843999999]
["2014-01-08T15:00:00.905",184,1436.58313,1492.080933,1592.9323730000001,1641.703125,1562.115601,1521.1035159999999,1504.7811280000001,1645.935913,1570.9620359999999,1634.059448,1631.445557,1676.189453,1738.783081,1763.367432,1791.7932129999999,1837.7028809999999,1842.1507570000001,1832.0200199999999,1771.1373289999999,1867.1917719999999,1830.0405518]
["2014-01-08T16:00:00.910",185,1359.2402340000001,1484.9530030000001,1562.6467290000001,1626.915649,1555.018433,1514.583374,1501.916626,1641.9807129999999,1565.493408,1618.8432620000001,1614.708862,1646.48938,1696.586914,1723.0863039999999,1746.6663820000001,1799.503418,1804.7939449999999,1802.963501,1743.3645019999999,1847.786255,1799.6823241999998]
["2014-01-08T17:00:00.915",186,1306.6729740000001,1478.8089600000001,1491.76062,1585.7879640000001,1541.567749,1498.9210210000001,1495.9830320000001,1633.6533199999999,1556.557495,1605.945068,1608.218384,1634.2601320000001,1663.9438479999999,1688.810913,1700.600586,1756.6914059999999,1757.176514,1760.622803,1704.382202,1813.4279790000001,1758.4601808]
["2014-01-08T18:00:00.920",187,1404.2705080000001,1473.0203859999999,1525.4636230000001,1498.443115,1511.849121,1462.031616,1480.539673,1618.3967290000001,1545.9991460000001,1593.4993899999999,1603.0397949999999,1628.0153809999999,1642.4539789999999,1666.343018,1667.404297,1722.2974850000001,1712.0866699999999,1713.7039789999999,1662.9564210000001,1772.0900879999999,1716.6269285999999]
["2014-01-08T19:00:00.925",188,1502.890259,1468.9586179999999,1610.601318,1525.1743160000001,1497.586914,1437.380371,1440.0347899999999,1587.4589840000001,1526.972534,1577.4365230000001,1596.293457,1622.0970460000001,1629.169678,1650.771851,1647.1347659999999,1701.0279539999999,1679.2261960000001,1672.283813,1628.5322269999999,1732.893433,1682.7927245999999]
["2014-01-08T20:00:00.930",189,1407.3920900000001,1459.549072,1467.0870359999999,1630.247192,1527.1728519999999,1464.46875,1428.8291019999999,1551.5966800000001,1501.0191649999999,1547.37085,1579.858643,1611.4398189999999,1622.2387699999999,1638.2464600000001,1636.0417480000001,1688.4829099999999,1658.9993899999999,1640.9335940000001,1605.821289,1702.4930420000001,1659.3460449999998]
["2014-01-08T21:00:00.935",190,1376.094971,1440.695557,1452.1697999999999,1491.213379,1515.9573969999999,1457.8641359999999,1466.6789550000001,1541.457764,1498.4003909999999,1521.6811520000001,1552.5432129999999,1589.5767820000001,1615.5688479999999,1623.810303,1629.8626710000001,1678.923462,1648.0167240000001,1618.3782960000001,1591.5191649999999,1681.007568,1643.569043]
["2014-01-08T22:00:00.940",191,1269.631226,1418.2529300000001,1366.3935550000001,1468.122803,1470.3632809999999,1405.2260739999999,1425.904663,1527.8572999999999,1505.591553,1522.399048,1537.4548339999999,1570.263428,1608.5896,1603.065186,1621.315918,1666.240356,1641.7847899999999,1601.784058,1579.5710449999999,1664.7738039999999,1630.8308105999999]
["2014-01-08T23:00:00.945",192,1125.2967530000001,1392.970581,1286.435669,1387.497314,1436.924927,1362.9420170000001,1375.6096190000001,1483.427124,1471.1956789999999,1503.0273440000001,1530.095581,1565.5074460000001,1611.8436280000001,1586.1011960000001,1610.2344969999999,1646.8648679999999,1634.6148679999999,1587.4898679999999,1564.4967039999999,1649.5555420000001,1616.60437]
["2014-01-09T00:00:00.950",193,879.28613280000002,1370.556274,1102.4307859999999,1305.567139,1391.4361570000001,1315.244019,1322.0357670000001,1449.13562,1430.09375,1465.2917480000001,1495.0642089999999,1545.1323239999999,1613.2595209999999,1579.299072,1604.1054690000001,1627.314453,1626.815552,1573.491211,1543.002808,1631.9663089999999,1600.5180666000001]
["2014-01-09T01:00:00.955",194,847.86456299999998,1355.314697,1069.4968260000001,1106.8432620000001,1319.6369629999999,1235.315308,1265.7882079999999,1419.4075929999999,1393.70813,1431.4932859999999,1456.3804929999999,1507.19751,1592.8546140000001,1562.2022710000001,1592.9693600000001,1612.167725,1622.9257809999999,1563.299438,1519.0900879999999,1613.5517580000001,1586.206958]
["2014-01-09T02:00:00.960",195,842.40313719999995,1353.1361079999999,1048.480225,1058.787842,1259.1953129999999,1160.727905,1165.2821039999999,1383.701172,1350.308716,1403.3912350000001,1425.1639399999999,1474.0345460000001,1559.166626,1534.4456789999999,1566.455322,1593.1226810000001,1616.0855710000001,1557.7304690000001,1499.943237,1599.238159,1573.2240234000001]
["2014-01-09T03:00:00.965",196,818.68164060000004,1358.3479,1016.272217,1041.6906739999999,1245.926025,1138.4833980000001,1103.6236570000001,1346.2204589999999,1295.3126219999999,1363.3470460000001,1395.6365969999999,1448.3919679999999,1524.40625,1507.845337,1535.580322,1570.7414550000001,1601.239746,1550.9316409999999,1484.2182620000001,1588.045654,1559.0353516]
["2014-01-09T04:00:00.970",197,897.01086429999998,1371.560669,1101.6485600000001,1012.7174680000001,1240.528198,1132.465332,1091.434692,1343.1148679999999,1270.3767089999999,1334.1503909999999,1362.192139,1418.9696039999999,1487.6188959999999,1485.356567,1510.3454589999999,1554.4259030000001,1585.422241,1543.2885739999999,1471.064453,1577.6789550000001,1546.3760252]
["2014-01-09T05:00:00.975",198,976.22863770000004,1390.8632809999999,1170.841919,1109.2048339999999,1263.8519289999999,1154.408813,1093.628052,1358.0268550000001,1276.8009030000001,1338.0325929999999,1354.1104740000001,1401.766846,1452.5371090000001,1461.493774,1489.211914,1547.194336,1575.4882809999999,1540.977173,1466.5622559999999,1571.9372559999999,1540.4318604]
["2014-01-09T06:00:00.980",199,1090.750732,1411.48999,1291.443237,1202.3726810000001,1316.584961,1212.299927,1146.0024410000001,1387.668091,1299.7276609999999,1359.515259,1372.8448490000001,1414.4589840000001,1438.734375,1449.3414310000001,1476.099365,1546.122437,1570.2421879999999,1545.6644289999999,1474.5821530000001,1575.21875,1542.3659914000002]
["2014-01-09T07:00:00.985",200,1250.388062,1432.7170410000001,1391.577759,1348.1827390000001,1380.4765629999999,1287.5024410000001,1223.706909,1439.9262699999999,1350.7073969999999,1403.667236,1405.8867190000001,1446.1475829999999,1451.24585,1460.480591,1484.7639160000001,1556.8388669999999,1572.7561040000001,1555.5479740000001,1491.6604,1586.3236079999999,1552.6253905999997]
["2014-01-09T08:00:00.990",201,1372.0946039999999,1450.2460940000001,1456.8061520000001,1474.5672609999999,1449.882202,1369.6948239999999,1321.0363769999999,1499.6926269999999,1417.3562010000001,1466.380249,1458.306519,1493.526611,1485.5704350000001,1489.9351810000001,1515.0798339999999,1584.2523189999999,1590.8964840000001,1574.2705080000001,1516.5854489999999,1604.505371,1574.1020262]
["2014-01-09T09:00:00.995",202,1435.879639,1459.6695560000001,1473.7993160000001,1554.4566649999999,1500.978394,1434.1103519999999,1412.2418210000001,1562.110107,1488.5600589999999,1537.076172,1519.089111,1552.8238530000001,1538.8367920000001,1536.0893550000001,1560.5162350000001,1623.2856449999999,1623.4361570000001,1604.486572,1550.923706,1632.062866,1606.8389892]
["2014-01-09T10:00:01",203,1456.3244629999999,1467.2366939999999,1480.248779,1570.8134769999999,1522.3316649999999,1464.6888429999999,1472.111572,1610.600586,1547.0379640000001,1602.9678960000001,1578.747192,1613.2729489999999,1601.9113769999999,1593.0004879999999,1616.118774,1668.3161620000001,1664.6839600000001,1642.0563959999999,1590.3524170000001,1667.351318,1646.5520506]
["2014-01-09T11:00:01.005",204,1545.493408,1470.0600589999999,1582.846802,1565.7897949999999,1522.6754149999999,1467.7910159999999,1487.8198239999999,1634.1292719999999,1576.6210940000001,1647.0313719999999,1623.7464600000001,1662.527466,1662.3236079999999,1651.194336,1672.4049070000001,1713.1329350000001,1708.6129149999999,1681.503418,1628.3167719999999,1705.0760499999999,1687.3284180000003]
["2014-01-09T12:00:01.010",205,1539.5972899999999,1471.9780270000001,1574.4785159999999,1665.8258060000001,1541.915894,1491.306274,1476.9731449999999,1634.6972659999999,1575.395996,1659.075317,1642.6881100000001,1687.915283,1705.551025,1698.686279,1718.5783690000001,1750.450073,1747.7387699999999,1717.2459719999999,1659.5191649999999,1739.859741,1722.9627441999996]
["2014-01-09T13:00:01.015",206,1530.8995359999999,1472.2352289999999,1582.5045170000001,1655.3975829999999,1560.7092290000001,1520.9826660000001,1502.6879879999999,1638.658936,1567.2138669999999,1645.944702,1635.439697,1684.7364500000001,1720.7962649999999,1723.713745,1744.104004,1773.0839840000001,1774.1942140000001,1743.5078129999999,1679.7583010000001,1766.7958980000001,1747.468042]
["2014-01-09T14:00:01.020",207,1518.380737,1468.66626,1599.0726320000001,1647.327759,1554.9573969999999,1522.210693,1512.0426030000001,1654.3630370000001,1575.258057,1641.482544,1621.7387699999999,1665.352539,1708.582275,1721.653564,1743.3782960000001,1775.8630370000001,1781.3901370000001,1754.963379,1686.0961910000001,1781.5347899999999,1755.9695068000001]
["2014-01-09T15:00:01.025",208,1500.2639160000001,1468.489624,1613.364014,1652.342163,1552.401611,1521.3206789999999,1505.7420649999999,1655.102539,1573.8186040000001,1639.984009,1622.8576660000001,1655.8088379999999,1687.3066409999999,1702.5151370000001,1721.6011960000001,1759.4605710000001,1767.3592530000001,1748.5500489999999,1677.2891850000001,1781.005371,1746.7328857999996]
["2014-01-09T16:00:01.030",209,1456.1763920000001,1469.325439,1590.614746,1658.716064,1555.949341,1526.6755370000001,1505.8608400000001,1651.512207,1564.6757809999999,1629.3029790000001,1622.076538,1654.130371,1671.65625,1686.677856,1696.6163329999999,1734.6320800000001,1738.637207,1726.3104249999999,1655.5363769999999,1765.263062,1724.0758301999999]
["2014-01-09T17:00:01.035",210,1346.1873780000001,1473.2847899999999,1466.9882809999999,1625.5227050000001,1551.5889890000001,1521.7208250000001,1514.292236,1649.3673100000001,1562.6083980000001,1619.6605219999999,1618.2204589999999,1648.809448,1657.8979489999999,1674.989624,1679.195923,1716.1956789999999,1709.8941649999999,1697.5009769999999,1628.869263,1740.005005,1698.4930178000002]
["2014-01-09T18:00:01.040",211,1327.9571530000001,1473.2520750000001,1466.741943,1477.569702,1511.627563,1471.2917480000001,1507.8881839999999,1640.17688,1563.331543,1615.418823,1619.132568,1645.6831050000001,1646.86499,1663.4095460000001,1666.0477289999999,1706.6070560000001,1689.033081,1672.5836179999999,1609.091919,1715.7586670000001,1678.6148681999998]
["2014-01-09T19:00:01.045",212,1352.7250979999999,1480.9326169999999,1457.4017329999999,1457.159302,1473.0471190000001,1414.371216,1444.282837,1602.389038,1544.278442,1605.1137699999999,1619.7954099999999,1647.270874,1645.0203859999999,1655.9007570000001,1658.240112,1701.9970699999999,1674.862183,1653.7955320000001,1600.2579350000001,1698.8607179999999,1665.9546875999999]
["2014-01-09T20:00:01.050",213,1314.6719969999999,1487.947876,1422.800659,1450.596558,1468.3881839999999,1394.258423,1399.3186040000001,1543.999268,1498.4941409999999,1563.8813479999999,1601.466064,1639.4327390000001,1650.0107419999999,1653.3551030000001,1658.7185059999999,1701.6577150000001,1667.5795900000001,1639.7670900000001,1598.0451660000001,1688.286987,1659.0673095999998]
["2014-01-09T21:00:01.055",214,1324.4655760000001,1483.5595699999999,1406.081909,1421.307495,1461.151001,1379.2105710000001,1379.8145750000001,1502.880615,1465.5566409999999,1514.086182,1556.1982419999999,1604.543823,1645.567139,1645.2928469999999,1661.0981449999999,1703.056274,1667.7817379999999,1630.9986570000001,1598.4068600000001,1681.8862300000001,1656.4259517999999]
["2014-01-09T22:00:01.060",215,1239.2490230000001,1472.200073,1344.739014,1413.0242920000001,1448.9829099999999,1360.3763429999999,1355.9567870000001,1470.767578,1446.3709719999999,1478.1403809999999,1513.666626,1559.2346190000001,1625.845703,1618.970703,1650.5437010000001,1696.3142089999999,1669.4327390000001,1625.9688719999999,1598.117798,1678.1728519999999,1653.6012940000001]
["2014-01-09T23:00:01.065",216,1097.419067,1457.4888920000001,1259.502808,1361.161987,1429.400269,1335.908936,1332.6641850000001,1442.9376219999999,1424.7382809999999,1447.7265629999999,1480.0673830000001,1523.809692,1603.6331789999999,1584.9860839999999,1624.7202150000001,1672.703491,1661.396851,1617.4880370000001,1590.6333010000001,1672.470581,1642.9384522]
["2014-01-10T00:00:01.070",217,932.44390869999995,1444.789307,1108.2082519999999,1277.6948239999999,1392.4366460000001,1294.1899410000001,1297.8876949999999,1421.834717,1401.8050539999999,1422.2294919999999,1448.5302730000001,1494.1098629999999,1581.840942,1555.356567,1595.056885,1638.6647949999999,1642.6210940000001,1599.878784,1568.8173830000001,1657.7044679999999,1621.5373047999997]
["2014-01-10T01:00:01.075",218,832.40490720000003,1438.7714840000001,1046.6994629999999,1115.6285399999999,1331.41272,1223.7482910000001,1247.266357,1400.4658199999999,1373.4803469999999,1400.633057,1422.1267089999999,1467.4732670000001,1556.2109379999999,1529.1400149999999,1565.2155760000001,1604.6575929999999,1620.8858640000001,1577.210693,1535.8698730000001,1633.4891359999999,1594.4226318000001]
["2014-01-10T02:00:01.080",219,797.5350952,1442.005249,998.43334960000004,1040.171875,1275.7795410000001,1153.977173,1162.957764,1371.4311520000001,1334.134644,1378.9464109999999,1399.0523679999999,1445.0866699999999,1527.0360109999999,1505.6800539999999,1535.1130370000001,1574.596313,1599.8131100000001,1555.91626,1502.442139,1606.8985600000001,1567.9332763999998]
["2014-01-10T03:00:01.085",220,829.36682129999997,1454.604736,1028.517212,987.03656009999997,1249.4620359999999,1116.833862,1100.0588379999999,1340.376831,1285.7143550000001,1347.429443,1374.456543,1424.2679439999999,1496.2174070000001,1484.9913329999999,1507.826538,1550.8964840000001,1580.400024,1538.4183350000001,1475.7817379999999,1584.022217,1545.9037596000001]
["2014-01-10T04:00:01.090",221,866.38739009999995,1476.6832280000001,1062.588135,1019.724182,1252.228638,1115.394775,1068.623169,1330.18103,1256.1553960000001,1322.117798,1347.0413820000001,1400.1206050000001,1463.124268,1465.2454829999999,1485.535889,1535.705078,1564.8587649999999,1526.1362300000001,1459.275513,1567.7307129999999,1530.7412598000001]
["2014-01-10T05:00:01.095",222,970.65771480000001,1504.695557,1172.605591,1065.8116460000001,1280.455078,1144.182129,1085.4647219999999,1342.50415,1254.538452,1317.564087,1335.671875,1384.2899170000001,1432.841064,1443.865112,1467.151001,1528.1527100000001,1554.7479249999999,1520.7170410000001,1454.6412350000001,1559.747803,1523.6013428000001]
["2014-01-10T06:00:01.100",223,1144.0927730000001,1537.5795900000001,1300.7814940000001,1194.8903809999999,1332.5455320000001,1201.747803,1130.8632809999999,1377.818726,1282.590332,1340.5742190000001,1347.133423,1389.9454350000001,1418.969116,1430.3115230000001,1456.2711179999999,1526.0732419999999,1549.119629,1521.8801269999999,1460.881836,1560.305664,1523.6520995999999]
["2014-01-10T07:00:01.105",224,1275.687134,1571.567749,1392.6831050000001,1353.585327,1410.806885,1290.903564,1215.6889650000001,1429.3055420000001,1332.5529790000001,1385.3774410000001,1382.693726,1420.2208250000001,1430.3458250000001,1434.6088870000001,1461.9760739999999,1532.8204350000001,1550.3470460000001,1528.6015629999999,1474.03125,1567.3486330000001,1530.6297853999999]
["2014-01-10T08:00:01.110",225,1406.8396,1596.8745120000001,1449.0119629999999,1471.6875,1485.197876,1380.430298,1327.5433350000001,1499.869385,1405.5323490000001,1450.197876,1434.7703859999999,1468.9586179999999,1466.444092,1461.220947,1488.529663,1552.8847659999999,1563.595581,1542.9516599999999,1492.2561040000001,1579.9724120000001,1546.3321045999999]
["2014-01-10T09:00:01.115",226,1535.763062,1612.4113769999999,1489.380981,1539.9267580000001,1533.814331,1441.8472899999999,1424.4454350000001,1572.3428960000001,1487.650635,1531.198975,1502.3594969999999,1531.8057859999999,1520.8582759999999,1506.2387699999999,1532.6788329999999,1586.5477289999999,1591.0776370000001,1567.373413,1516.222168,1599.576294,1572.1594482]
["2014-01-10T10:00:01.120",227,1602.473389,1624.869995,1515.4539789999999,1581.3717039999999,1560.0310059999999,1475.5985109999999,1481.8110349999999,1624.781982,1550.9521480000001,1606.2376710000001,1573.9163820000001,1602.7597659999999,1587.7578129999999,1565.6245120000001,1587.8544919999999,1629.1694339999999,1629.29187,1600.8133539999999,1545.4830320000001,1626.7813719999999,1606.3078123999999]
["2014-01-10T11:00:01.125",228,1557.8680420000001,1633.062866,1484.3029790000001,1602.3988039999999,1573.840698,1493.3294679999999,1507.0512699999999,1652.439087,1583.098755,1654.0557859999999,1627.3302000000001,1662.845337,1654.2303469999999,1631.8222659999999,1648.0985109999999,1676.039307,1672.810303,1638.8442379999999,1576.7467039999999,1659.063721,1644.7008546000002]
["2014-01-10T12:00:01.130",229,1623.2246090000001,1642.747803,1505.3210449999999,1556.2436520000001,1566.336548,1487.732178,1513.1717530000001,1663.6479489999999,1592.0924070000001,1672.6126710000001,1652.151001,1694.9761960000001,1701.849121,1688.2489009999999,1701.723389,1721.264893,1716.30188,1677.1499020000001,1606.750366,1692.6292719999999,1682.8192626]
["2014-01-10T13:00:01.135",230,1524.7664789999999,1651.6842039999999,1492.755249,1560.387207,1556.0170900000001,1474.5812989999999,1487.7857670000001,1659.1099850000001,1584.2147219999999,1671.244263,1655.1910399999999,1700.2170410000001,1721.576172,1720.390259,1734.7360839999999,1754.8046879999999,1751.0045170000001,1710.6604,1633.180298,1724.0081789999999,1714.7316163999999]
["2014-01-10T14:00:01.140",231,1469.141846,1659.2423100000001,1467.551514,1535.7769780000001,1551.7585449999999,1468.564697,1469.9104,1644.239014,1561.455811,1649.78125,1643.831909,1688.95874,1718.527466,1727.3222659999999,1742.9364009999999,1768.940063,1767.6572269999999,1732.111938,1651.645264,1748.1866460000001,1733.7082276000001]
["2014-01-10T15:00:01.145",232,1513.036255,1671.6591800000001,1499.6304929999999,1494.3330080000001,1538.2126459999999,1452.9530030000001,1455.0858149999999,1633.5733640000001,1542.960693,1623.6304929999999,1621.7905270000001,1665.681763,1699.6142580000001,1716.2368160000001,1732.7586670000001,1765.4210210000001,1764.6110839999999,1736.8472899999999,1657.5789789999999,1759.611938,1736.8140624]
["2014-01-10T16:00:01.150",233,1388.8397219999999,1689.3264160000001,1450.5795900000001,1516.6667480000001,1537.9711910000001,1446.309448,1434.515625,1618.0133060000001,1526.6917719999999,1601.622437,1604.2727050000001,1641.739014,1672.8654790000001,1692.6835940000001,1710.8314210000001,1751.192139,1747.8820800000001,1727.112793,1651.9001459999999,1757.1899410000001,1727.0554198000002]
["2014-01-10T17:00:01.155",234,1443.7254640000001,1702.758057,1483.8610839999999,1459.900513,1536.1929929999999,1437.449707,1437.794189,1603.711914,1512.5767820000001,1578.6685789999999,1590.4295649999999,1624.2535399999999,1649.225586,1667.6999510000001,1684.893433,1732.177246,1723.7330320000001,1708.377563,1640.232788,1745.1126710000001,1709.9266600000003]
["2014-01-10T18:00:01.160",235,1480.322144,1718.5424800000001,1494.8292240000001,1486.0935059999999,1534.4722899999999,1426.865967,1424.7423100000001,1590.047607,1507.7261960000001,1565.125,1578.786621,1610.033813,1631.5146480000001,1647.396606,1663.4501949999999,1715.1427000000001,1699.029297,1685.524414,1627.142456,1728.3328859999999,1691.0343506000002]
["2014-01-10T19:00:01.165",236,1557.1712649999999,1725.69165,1509.6708980000001,1503.555908,1549.2114260000001,1432.247314,1426.2991939999999,1567.7882079999999,1498.2463379999999,1549.540894,1572.4053960000001,1601.8061520000001,1621.9144289999999,1631.696533,1647.909668,1702.9830320000001,1679.528564,1663.5588379999999,1616.0850829999999,1711.25,1674.6811033999998]
["2014-01-10T20:00:01.170",237,1430.365112,1730.2924800000001,1444.9410399999999,1526.982422,1560.3359379999999,1439.621216,1434.647095,1552.923462,1495.1789550000001,1534.15625,1559.2687989999999,1592.2109379999999,1619.174072,1622.4666749999999,1638.95874,1694.2155760000001,1666.2028809999999,1645.0352780000001,1608.207764,1696.8416749999999,1662.1006347999999]
["2014-01-10T21:00:01.175",238,1514.3820800000001,1719.2075199999999,1429.332764,1465.5445560000001,1550.7623289999999,1424.2490230000001,1440.826904,1538.9663089999999,1495.425659,1523.359009,1546.6088870000001,1579.8914789999999,1617.6861570000001,1613.305298,1633.5936280000001,1686.709351,1658.805664,1630.0694579999999,1601.07312,1685.0744629999999,1652.3464112000001]
["2014-01-10T22:00:01.180",239,1476.1728519999999,1706.878418,1392.9086910000001,1451.298096,1527.6513669999999,1395.6145019999999,1410.190063,1517.9368899999999,1486.076904,1512.523193,1533.4099120000001,1568.1987300000001,1617.0576169999999,1603.399414,1626.7136230000001,1675.571533,1653.7817379999999,1617.5969239999999,1591.9125979999999,1674.533447,1642.6792479999999]
["2014-01-10T23:00:01.185",240,1179.287476,1685.4608149999999,1295.3725589999999,1422.9852289999999,1512.105957,1376.221313,1377.803711,1488.4068600000001,1458.5825199999999,1488.0382079999999,1513.2919919999999,1552.818237,1614.3116460000001,1593.1085210000001,1617.864746,1659.3817140000001,1647.615601,1604.9726559999999,1577.338013,1662.570068,1630.3756104000001]
["2014-01-11T00:00:01.190",241,958.74829099999999,1665.8912350000001,1237.203491,1324.0638429999999,1475.930908,1341.618164,1350.466064,1470.607544,1432.3027340000001,1459.323975,1481.2935789999999,1525.8291019999999,1601.1875,1578.9342039999999,1604.825439,1639.5894780000001,1639.491577,1591.4194339999999,1556.4882809999999,1647.334717,1614.8646973999998]
["2014-01-11T01:00:01.195",242,890.95794679999995,1659.0539550000001,1184.5327150000001,1259.1641850000001,1432.658447,1295.146606,1299.6649170000001,1455.358154,1408.6391599999999,1440.2078859999999,1453.8393550000001,1495.820068,1575.268433,1555.3043210000001,1582.831909,1616.178711,1628.2448730000001,1577.5123289999999,1532.1942140000001,1629.5780030000001,1596.7416260000002]
["2014-01-11T02:00:01.200",243,873.16870119999999,1662.395264,1159.369263,1203.503784,1404.4334719999999,1261.8885499999999,1252.199341,1438.2016599999999,1377.1533199999999,1421.150269,1434.8032229999999,1475.222168,1546.7982179999999,1528.7814940000001,1553.709351,1589.0582280000001,1611.339111,1562.6960449999999,1507.555664,1610.7495120000001,1576.279712]
["2014-01-11T03:00:01.205",244,910.0606689,1672.9552000000001,1187.9951169999999,1176.5996090000001,1389.6761469999999,1244.861572,1221.8481449999999,1433.4067379999999,1353.2456050000001,1405.8244629999999,1417.5200199999999,1459.6446530000001,1520.7108149999999,1507.7822269999999,1527.767212,1564.7563479999999,1591.3504640000001,1546.9582519999999,1484.371948,1591.5180660000001,1555.7910156000003]
["2014-01-11T04:00:01.210",245,946.23333739999998,1689.455811,1216.2414550000001,1210.207764,1398.5195309999999,1253.6889650000001,1214.3222659999999,1442.00415,1346.5017089999999,1404.51001,1411.5760499999999,1450.7917480000001,1497.761475,1491.4279790000001,1509.3714600000001,1550.525269,1575.6741939999999,1534.7425539999999,1467.0513920000001,1574.768188,1540.5523194]
["2014-01-11T05:00:01.215",246,1057.530518,1707.208496,1322.228149,1248.8961179999999,1424.1918949999999,1282.9422609999999,1242.0061040000001,1467.015991,1360.312134,1419.721436,1422.5341800000001,1457.494019,1485.332275,1483.0317379999999,1499.7960210000001,1547.4210210000001,1567.742798,1530.7813719999999,1461.4686280000001,1565.793823,1534.6415284000002]
["2014-01-11T06:00:01.220",247,1255.729004,1739.0610349999999,1445.8070070000001,1371.9482419999999,1470.4670410000001,1336.112793,1286.799561,1505.724487,1395.8572999999999,1455.1606449999999,1451.127808,1482.2857670000001,1490.3048100000001,1488.7631839999999,1504.5410159999999,1556.390625,1568.99585,1536.080688,1468.8804929999999,1567.3251949999999,1539.5345702]
["2014-01-11T07:00:01.225",248,1454.7547609999999,1766.890625,1551.1259769999999,1524.920654,1545.2612300000001,1419.5462649999999,1364.834106,1553.649414,1446.006836,1503.2269289999999,1495.731689,1524.2513429999999,1515.8748780000001,1511.5089109999999,1527.122803,1579.280884,1582.5433350000001,1551.384399,1487.7539059999999,1579.33313,1556.0591308]
["2014-01-11T08:00:01.230",249,1633.954956,1786.553101,1638.634399,1658.3355710000001,1619.5720209999999,1508.9666749999999,1467.525879,1617.4700929999999,1514.72522,1564.097168,1548.3691409999999,1576.264038,1559.2645259999999,1551.0920410000001,1567.054443,1615.507202,1609.9875489999999,1577.841553,1516.8675539999999,1601.7158199999999,1584.3839356000001]
["2014-01-11T09:00:01.235",250,1804.189087,1797.218384,1706.3560789999999,1765.3961179999999,1678.498047,1582.528442,1562.5604249999999,1683.9693600000001,1592.304932,1637.0101320000001,1610.4914550000001,1635.357422,1614.6046140000001,1601.6995850000001,1618.89563,1661.3167719999999,1649.6541749999999,1614.6331789999999,1554.0710449999999,1633.7457280000001,1622.6841798]
["2014-01-11T10:00:01.240",251,1783.8206789999999,1799.572144,1671.7578129999999,1844.697876,1720.7723390000001,1637.19165,1632.70813,1738.2459719999999,1656.9652100000001,1705.6644289999999,1674.494263,1698.8115230000001,1678.1042480000001,1660.155518,1675.9868160000001,1710.264893,1695.8427730000001,1657.8781739999999,1595.4472659999999,1672.7285159999999,1666.4323244]
["2014-01-11T11:00:01.245",252,1701.145264,1795.009155,1666.684448,1803.5607910000001,1726.223999,1651.5756839999999,1678.079956,1776.6801760000001,1699.447144,1755.568237,1724.8226320000001,1753.0876459999999,1740.035889,1721.690063,1733.8520510000001,1757.9932859999999,1742.7080080000001,1701.8516850000001,1635.4279790000001,1713.7398679999999,1710.3441652000001]
["2014-01-11T12:00:01.250",253,1740.924561,1792.364746,1668.9361570000001,1779.927124,1706.5349120000001,1633.4495850000001,1667.534058,1791.4376219999999,1715.477539,1784.4018550000001,1755.048706,1786.7298579999999,1786.3592530000001,1774.528442,1783.7254640000001,1800.703125,1785.9049070000001,1742.3579099999999,1670.122192,1752.1507570000001,1750.2477781999999]
["2014-01-11T13:00:01.255",254,1705.497437,1795.5043949999999,1691.08728,1768.239014,1695.9106449999999,1622.069702,1638.970703,1780.3967290000001,1698.646362,1781.2829589999999,1763.746948,1798.471558,1810.2080080000001,1808.7164310000001,1815.634888,1831.9454350000001,1819.042236,1775.644409,1698.045044,1785.072388,1781.9499024000002]
["2014-01-11T14:00:01.260",255,1767.0714109999999,1795.8763429999999,1704.9132079999999,1780.2823490000001,1697.348755,1626.31665,1621.1464840000001,1769.470703,1674.630371,1756.820557,1747.7062989999999,1785.750732,1809.184814,1821.2464600000001,1826.5771480000001,1847.3592530000001,1835.9320070000001,1796.8686520000001,1716.932251,1809.3195800000001,1801.2823486000002]
["2014-01-11T15:00:01.265",256,1667.3682859999999,1787.1811520000001,1664.6777340000001,1786.3188479999999,1703.2353519999999,1637.6907960000001,1623.088501,1767.798462,1662.8862300000001,1734.365601,1726.7991939999999,1759.7304690000001,1786.655518,1810.182129,1816.888428,1847.137207,1835.535034,1803.397095,1724.7969969999999,1821.7855219999999,1806.5303710000001]
["2014-01-11T16:00:01.270",257,1679.376831,1775.3245850000001,1679.237183,1732.053467,1691.97937,1630.3957519999999,1632.456909,1772.6461179999999,1664.3342290000001,1724.648193,1717.1751710000001,1740.914307,1758.6455080000001,1785.9354249999999,1792.3321530000001,1833.3896480000001,1819.5704350000001,1796.05249,1722.6354980000001,1822.067505,1798.7431151999997]
["2014-01-11T17:00:01.275",258,1699.6511230000001,1765.2745359999999,1709.8903809999999,1733.8870850000001,1679.427246,1615.6636960000001,1619.2420649999999,1767.9267580000001,1665.5527340000001,1724.0966800000001,1720.3576660000001,1737.4993899999999,1740.459961,1764.765625,1767.4517820000001,1814.3114009999999,1794.4123540000001,1777.8682859999999,1712.6114500000001,1811.860962,1782.2128906000003]
["2014-01-11T18:00:01.280",259,1783.570068,1752.343018,1764.111572,1766.0802000000001,1687.4235839999999,1621.4620359999999,1614.759155,1750.9748540000001,1656.6945800000001,1715.739746,1724.7753909999999,1742.1461179999999,1736.29187,1755.1673579999999,1753.5789789999999,1800.7501219999999,1771.1796879999999,1755.8397219999999,1699.3929439999999,1795.499268,1764.5323487999999]
["2014-01-11T19:00:01.285",260,1722.765259,1739.2479249999999,1725.0264890000001,1831.654053,1708.911865,1646.099731,1630.2801509999999,1739.9604489999999,1655.7502440000001,1704.405884,1719.717163,1740.6645510000001,1738.1964109999999,1753.607788,1751.5460210000001,1797.33313,1758.0469969999999,1737.9985349999999,1689.7508539999999,1779.965332,1752.6189696000001]
["2014-01-11T20:00:01.290",261,1671.834961,1711.743164,1670.223389,1799.719116,1713.5373540000001,1653.0198969999999,1661.585693,1736.9379879999999,1668.784302,1701.314453,1715.4748540000001,1735.4145510000001,1740.217163,1750.349365,1753.1545410000001,1799.2387699999999,1755.011841,1727.7310789999999,1686.982422,1770.4774170000001,1747.8883057999999]
["2014-01-11T21:00:01.295",262,1579.8510739999999,1678.372192,1556.5874020000001,1740.5383300000001,1683.7441409999999,1621.540405,1655.3236079999999,1728.6629640000001,1680.7561040000001,1706.740601,1716.8114009999999,1735.6613769999999,1746.6401370000001,1746.267456,1753.5557859999999,1798.0460210000001,1755.474976,1721.9736330000001,1687.6064449999999,1766.447144,1745.9096438000001]
["2014-01-11T22:00:01.300",263,1540.122192,1645.8248289999999,1529.9255370000001,1617.4948730000001,1630.4837649999999,1560.575073,1612.5742190000001,1697.246216,1665.113525,1698.780029,1715.324341,1738.5661620000001,1759.2288820000001,1746.2231449999999,1755.457764,1792.2456050000001,1755.6754149999999,1716.0616460000001,1684.2395019999999,1762.603394,1742.1651124]
["2014-01-11T23:00:01.305",264,1246.3756100000001,1613.3942870000001,1430.2771,1586.4232179999999,1585.1164550000001,1507.0668949999999,1535.6179199999999,1650.153687,1623.1170649999999,1667.8133539999999,1692.822754,1726.4910890000001,1766.8826899999999,1747.892456,1758.613159,1784.9920649999999,1756.8657229999999,1709.8414310000001,1673.9528809999999,1755.5622559999999,1736.2428712000001]
["2014-01-12T00:00:01.310",265,1125.837524,1580.524414,1354.12085,1486.3603519999999,1546.318726,1466.0966800000001,1483.976318,1605.775513,1571.848389,1618.4179690000001,1651.0939940000001,1692.039307,1754.9086910000001,1738.4052730000001,1753.939697,1775.763794,1758.760376,1705.390991,1659.9047849999999,1746.6521,1729.2944091999998]
["2014-01-12T01:00:01.315",266,960.08331299999998,1561.6392820000001,1251.065063,1401.47522,1496.1685789999999,1414.979126,1429.0981449999999,1580.127808,1535.9738769999999,1578.3592530000001,1604.2745359999999,1645.4221190000001,1721.2227780000001,1711.7958980000001,1732.6625979999999,1758.759033,1755.0826420000001,1701.344971,1645.3125,1737.7651370000001,1719.6528566000002]
["2014-01-12T02:00:01.320",267,966.48303220000003,1551.7208250000001,1248.3348390000001,1287.7109379999999,1447.145264,1358.5618899999999,1374.088501,1556.8287350000001,1503.0151370000001,1551.167236,1573.9073490000001,1609.362061,1679.665039,1674.35376,1697.2669679999999,1732.0897219999999,1740.503052,1693.046509,1629.0980219999999,1727.242798,1704.3960205999999]
["2014-01-12T03:00:01.325",268,975.03942870000003,1550.9719239999999,1248.2182620000001,1279.2064210000001,1420.1936040000001,1325.159302,1315.515991,1537.509033,1470.3785399999999,1530.4039310000001,1553.400879,1588.6285399999999,1645.284668,1643.0706789999999,1661.702759,1702.830078,1717.5227050000001,1679.114624,1610.263428,1712.841064,1684.5143798000001]
["2014-01-12T04:00:01.330",269,977.17510990000005,1551.5706789999999,1236.0200199999999,1285.1671140000001,1424.3923339999999,1328.171875,1300.533936,1529.4766850000001,1447.4532469999999,1513.8009030000001,1539.917236,1575.9857179999999,1619.578491,1623.011475,1637.862427,1683.2856449999999,1696.909668,1664.92749,1592.894043,1696.7951660000001,1666.9624024]
["2014-01-12T05:00:01.335",270,1074.929932,1552.1420900000001,1313.455688,1275.451294,1428.744751,1335.5253909999999,1318.4326169999999,1546.4053960000001,1454.4710689999999,1517.3289789999999,1536.846558,1570.8945309999999,1601.3201899999999,1612.042236,1626.2592770000001,1678.247803,1686.8479,1658.7236330000001,1585.661255,1686.476807,1659.1914796000001]
["2014-01-12T06:00:01.340",271,1227.030518,1555.521606,1421.8041989999999,1360.1777340000001,1450.2695309999999,1358.8618160000001,1335.9383539999999,1568.4548339999999,1479.626831,1544.8436280000001,1557.154297,1584.854004,1596.7807620000001,1610.0981449999999,1625.5073239999999,1685.198486,1687.928345,1663.4692379999999,1593.2470699999999,1687.7319339999999,1663.5150146000001]
["2014-01-12T07:00:01.345",272,1333.6258539999999,1556.8482670000001,1453.9079589999999,1491.5460210000001,1503.6827390000001,1419.627686,1382.1601559999999,1592.075317,1507.7211910000001,1576.190186,1590.2642820000001,1618.42749,1614.821899,1625.3514399999999,1639.696289,1702.0273440000001,1698.4891359999999,1677.222168,1613.00647,1700.3779300000001,1678.2246096000003]
["2014-01-12T08:00:01.350",273,1753.8363039999999,1552.5307620000001,1870.075073,1540.792725,1546.513672,1475.965698,1460.8055420000001,1632.315063,1552.8496090000001,1613.705078,1621.9914550000001,1654.3386230000001,1648.5147710000001,1657.2855219999999,1672.1091309999999,1730.6094969999999,1720.5787350000001,1698.79187,1639.9650879999999,1721.217529,1702.2325438]
["2014-01-12T09:00:01.355",274,1807.5433350000001,1543.026611,1824.6014399999999,2009.0842290000001,1663.7105710000001,1612.747192,1511.9610600000001,1672.436768,1606.7270510000001,1665.197144,1660.724487,1690.834351,1687.564697,1694.0203859999999,1712.999268,1767.454712,1754.415039,1729.1396480000001,1672.209595,1748.9646,1734.4367188000001]
["2014-01-12T10:00:01.360",275,1838.3847659999999,1519.4388429999999,1839.6695560000001,2011.5601810000001,1767.150635,1756.6145019999999,1702.756836,1740.920654,1670.525879,1705.9277340000001,1701.642212,1732.1573490000001,1731.8929439999999,1733.1145019999999,1753.090942,1802.687134,1791.486572,1764.5557859999999,1707.0791019999999,1782.1058350000001,1769.5828858]
["2014-01-12T11:00:01.365",276,1780.806885,1493.943237,1817.0913089999999,2004.786987,1755.3214109999999,1770.7543949999999,1793.218384,1843.5870359999999,1781.634888,1794.8961179999999,1746.640259,1770.7174070000001,1772.853638,1773.919189,1791.6473390000001,1832.5335689999999,1824.3188479999999,1797.1142580000001,1737.118164,1814.600342,1801.1370361999998]
["2014-01-12T12:00:01.370",277,1777.872437,1463.883057,1803.0273440000001,1965.5551760000001,1730.1831050000001,1744.2420649999999,1782.345947,1868.5020750000001,1823.779663,1873.572876,1827.8964840000001,1836.6218260000001,1820.1188959999999,1812.205811,1823.3927000000001,1856.1182859999999,1851.171509,1823.102539,1757.7177730000001,1840.755737,1825.7731687999999]
["2014-01-12T13:00:01.375",278,1717.9171140000001,1434.3828129999999,1780.8679199999999,1932.2664789999999,1703.0301509999999,1723.80249,1744.1982419999999,1856.7860109999999,1796.6898189999999,1881.4343260000001,1862.6098629999999,1891.1678469999999,1874.8579099999999,1868.805664,1859.4296879999999,1876.1610109999999,1869.752197,1841.3905030000001,1769.71228,1859.2248540000001,1843.248169]
["2014-01-12T14:00:01.380",279,1709.0493160000001,1404.9920649999999,1796.703491,1888.8630370000001,1677.412842,1706.6335449999999,1714.500732,1840.639038,1762.675293,1853.6240230000001,1844.4183350000001,1885.8210449999999,1893.252808,1910.5554199999999,1896.4163820000001,1904.0147710000001,1890.0950929999999,1855.467163,1776.052124,1871.1773679999999,1859.3613037999999]
["2014-01-12T15:00:01.385",280,1708.994385,1379.350952,1821.1710210000001,1886.3363039999999,1660.0126949999999,1696.998779,1687.6804199999999,1827.354126,1739.1170649999999,1824.7825929999999,1817.205322,1851.7154539999999,1868.694336,1907.3929439999999,1900.8833010000001,1923.648193,1907.1313479999999,1870.8564449999999,1787.2617190000001,1883.8167719999999,1874.5428953999999]
["2014-01-12T16:00:01.390",281,1662.8282469999999,1355.6328129999999,1795.5513920000001,1901.1016850000001,1657.6834719999999,1702.6523440000001,1677.1563719999999,1815.3092039999999,1721.7520750000001,1799.8980710000001,1798.7639160000001,1825.8428960000001,1833.2475589999999,1878.024414,1875.332764,1916.970947,1900.9884030000001,1876.133057,1799.6060789999999,1895.876831,1877.9150634000002]
["2014-01-12T17:00:01.395",282,1459.685913,1330.802124,1544.8900149999999,1864.855957,1648.5517580000001,1699.4372559999999,1684.7148440000001,1809.4270019999999,1715.7960210000001,1782.258423,1786.5104980000001,1810.965332,1807.7894289999999,1848.81665,1846.8278809999999,1895.6795649999999,1874.7182620000001,1861.8916019999999,1797.8089600000001,1894.9261469999999,1865.0049071999997]
["2014-01-12T18:00:01.400",283,1474.244019,1305.7705080000001,1581.9415280000001,1576.005249,1567.993164,1609.1904300000001,1678.653442,1798.166504,1716.5478519999999,1775.3920900000001,1783.0389399999999,1803.6835940000001,1794.722168,1827.5123289999999,1828.1293949999999,1878.1354980000001,1847.950562,1838.3220209999999,1783.5985109999999,1879.5635990000001,1845.5140381999997]
["2014-01-12T19:00:01.405",284,1461.2460940000001,1287.917236,1535.1256100000001,1581.553101,1497.4301760000001,1511.8515629999999,1561.1564940000001,1739.5179439999999,1686.6256100000001,1764.981323,1783.0791019999999,1803.1467290000001,1793.7094729999999,1815.6429439999999,1818.8820800000001,1868.871948,1830.5417480000001,1818.6777340000001,1770.500366,1861.6226810000001,1830.0428954000004]
["2014-01-12T20:00:01.410",285,1443.5356449999999,1268.240845,1503.336548,1543.0223390000001,1485.5462649999999,1482.153198,1498.5557859999999,1647.999268,1609.8759769999999,1700.2777100000001,1756.7818600000001,1791.5192870000001,1798.9414059999999,1811.8222659999999,1817.584717,1865.7147219999999,1821.974976,1805.5485839999999,1763.7890629999999,1849.1451420000001,1821.2344974]
["2014-01-12T21:00:01.415",286,1490.809692,1243.338135,1546.3283690000001,1516.354004,1465.7014160000001,1456.111572,1468.083496,1592.5848390000001,1565.7238769999999,1629.1254879999999,1687.2645259999999,1737.69751,1784.8142089999999,1800.5131839999999,1816.0424800000001,1864.486328,1819.8164059999999,1796.5435789999999,1760.3302000000001,1841.682861,1816.5718747999999]
["2014-01-12T22:00:01.420",287,1282.4174800000001,1214.7540280000001,1302.7504879999999,1580.506226,1464.818726,1447.5413820000001,1435.8905030000001,1544.982544,1541.4145510000001,1582.107178,1632.0008539999999,1674.6204829999999,1746.7871090000001,1759.466797,1793.241211,1852.014038,1816.6392820000001,1788.4232179999999,1755.6920170000001,1836.0239260000001,1809.7584962000001]
["2014-01-12T23:00:01.425",288,1061.7700199999999,1181.902466,1154.636475,1338.0164789999999,1412.0981449999999,1390.3747559999999,1432.494629,1512.7739260000001,1518.066284,1540.8435059999999,1589.2960210000001,1631.309692,1711.895874,1711.1685789999999,1750.705811,1815.9091800000001,1797.6367190000001,1772.6179199999999,1742.4073490000001,1826.2208250000001,1790.9583986000002]
["2014-01-13T00:00:01.430",289,1028.5832519999999,1159.9967039999999,1097.764404,1164.4913329999999,1302.9520259999999,1263.632202,1330.492798,1475.259888,1489.6605219999999,1516.165894,1551.227905,1595.5235600000001,1682.587769,1672.203857,1710.0327150000001,1769.231812,1765.6553960000001,1743.2978519999999,1711.0069579999999,1803.391846,1758.5167728000001]
["2014-01-13T01:00:01.435",290,878.38482669999996,1147.8242190000001,977.65350339999998,1100.9566649999999,1239.9429929999999,1177.159058,1195.928711,1396.990601,1409.2753909999999,1465.7923579999999,1516.099731,1564.1483149999999,1654.2501219999999,1639.046509,1673.200562,1726.1301269999999,1734.4395750000001,1709.384888,1667.780518,1769.155884,1721.3781983999997]
["2014-01-13T02:00:01.440",291,823.54821779999997,1139.0740969999999,934.97625730000004,976.32458499999996,1193.8076169999999,1122.0850829999999,1116.2470699999999,1338.1641850000001,1324.0242920000001,1387.575562,1449.224487,1512.788452,1615.4536129999999,1609.5119629999999,1638.581909,1689.1972659999999,1706.9926760000001,1679.5323490000001,1627.046875,1734.2573239999999,1687.4052980000001]
["2014-01-13T03:00:01.445",292,844.95318599999996,1138.112427,953.66485599999999,922.68212889999995,1152.607178,1073.8786620000001,1050.0736079999999,1309.935913,1275.4672849999999,1333.9761960000001,1381.2583010000001,1443.396851,1552.547241,1563.8680420000001,1597.8984379999999,1657.090942,1682.487061,1654.965698,1595.0219729999999,1705.0039059999999,1658.913916]
["2014-01-13T04:00:01.450",293,882.67291260000002,1146.2745359999999,991.6541138,941.65521239999998,1147.6333010000001,1063.619751,1009.477051,1292.845581,1242.66272,1305.3602289999999,1344.5516359999999,1396.52124,1487.7738039999999,1505.8145750000001,1544.0686040000001,1620.3881839999999,1653.9445800000001,1633.024414,1572.2937010000001,1682.160034,1632.3621826000003]
["2014-01-13T05:00:01.455",294,929.51538089999997,1157.7597659999999,1034.842163,987.49572750000004,1169.359375,1088.5789789999999,1017.886902,1300.303711,1231.552856,1294.6762699999999,1326.966919,1377.9732670000001,1444.890625,1462.182129,1496.781982,1581.685669,1618.5823969999999,1608.2126459999999,1552.6933590000001,1661.2685550000001,1604.4885251999999]
["2014-01-13T06:00:01.460",295,979.67553710000004,1170.4846190000001,1074.748413,1037.9573969999999,1199.3271480000001,1125.9261469999999,1062.8514399999999,1332.5302730000001,1253.387573,1312.723389,1331.0029300000001,1378.439697,1424.7772219999999,1439.6484379999999,1472.380005,1556.7236330000001,1589.8217770000001,1584.056763,1533.2531739999999,1639.519775,1580.6750244]
["2014-01-13T07:00:01.465",296,1042.199707,1181.4132079999999,1105.817871,1081.3828129999999,1227.619019,1160.604004,1118.6429439999999,1374.640259,1296.307495,1356.7016599999999,1362.4368899999999,1403.0744629999999,1428.3305660000001,1437.138672,1469.2554929999999,1550.759399,1578.084595,1571.205933,1521.9895019999999,1623.4388429999999,1569.0956544000001]
["2014-01-13T08:00:01.470",297,1182.356689,1190.7250979999999,1156.502563,1111.2662350000001,1248.552124,1185.809814,1166.5433350000001,1411.8248289999999,1341.26062,1409.9410399999999,1410.211182,1449.2954099999999,1457.3522949999999,1458.0078129999999,1487.060303,1561.438721,1582.7547609999999,1573.025024,1524.091797,1619.8829350000001,1572.2386475999999]
["2014-01-13T09:00:01.475",298,1252.1328129999999,1196.745361,1219.953125,1159.5938719999999,1268.067505,1207.3514399999999,1196.986938,1435.240601,1375.260254,1455.647217,1456.4129640000001,1500.2532960000001,1503.3553469999999,1498.659058,1524.834351,1587.713135,1602.517578,1587.2897949999999,1537.0444339999999,1628.767456,1588.6664795999998]
["2014-01-13T10:00:01.480",299,1264.720703,1198.286255,1228.7410890000001,1224.934814,1292.8995359999999,1235.046143,1220.692871,1446.0509030000001,1394.950073,1483.4270019999999,1487.860596,1539.1079099999999,1550.4025879999999,1545.580322,1572.2532960000001,1624.8553469999999,1635.049072,1612.318237,1557.9929199999999,1647.7152100000001,1615.5861571999999]
["2014-01-13T11:00:01.485",300,1237.2783199999999,1197.8330080000001,1208.665649,1232.428711,1305.2358400000001,1251.5317379999999,1245.914307,1453.085693,1407.525879,1495.556274,1500.882568,1558.114624,1584.7189940000001,1583.786987,1614.3298339999999,1661.8980710000001,1671.8095699999999,1643.983643,1584.0179439999999,1674.0615230000001,1647.1541502]
["2014-01-13T12:00:01.490",301,1311.107178,1196.921875,1294.892578,1200.9370120000001,1293.4384769999999,1239.0435789999999,1246.769043,1453.1938479999999,1412.971313,1499.7844239999999,1502.3973390000001,1561.1640629999999,1601.422241,1604.590698,1640.1329350000001,1687.45874,1701.044067,1673.600342,1608.6922609999999,1701.9957280000001,1674.5582276]
["2014-01-13T13:00:01.495",302,1286.934814,1198.6575929999999,1265.943115,1284.872192,1299.7836910000001,1241.892212,1217.915039,1435.3760990000001,1397.7320560000001,1489.4038089999999,1495.912231,1555.2482910000001,1604.1058350000001,1609.253784,1647.562134,1696.1827390000001,1714.5850829999999,1692.3149410000001,1624.1274410000001,1723.314697,1690.1049802000002]
["2014-01-13T14:00:01.500",303,1162.3760990000001,1198.142578,1142.861328,1257.0031739999999,1308.805664,1252.512207,1226.5821530000001,1419.3580320000001,1373.212769,1458.5482179999999,1474.133423,1536.9099120000001,1594.1076660000001,1602.4838870000001,1641.131836,1690.7468260000001,1711.7985839999999,1696.294922,1626.1751710000001,1732.120361,1691.4271727999999]
["2014-01-13T15:00:01.505",304,1140.874268,1198.5947269999999,1144.8376459999999,1108.6367190000001,1264.241211,1204.3316649999999,1221.2197269999999,1416.220581,1365.3458250000001,1437.2128909999999,1446.006226,1505.9494629999999,1568.185547,1582.658447,1622.7861330000001,1676.3927000000001,1697.140259,1687.5958250000001,1617.0842290000001,1728.215332,1681.2856690000001]
["2014-01-13T16:00:01.510",305,1093.3233640000001,1206.0589600000001,1096.2641599999999,1083.8824460000001,1221.9407960000001,1145.4852289999999,1151.9686280000001,1384.409668,1340.0648189999999,1420.334961,1432.207275,1483.257568,1537.117432,1552.1414789999999,1592.5623780000001,1654.404297,1673.2342530000001,1669.630615,1602.290649,1715.4350589999999,1662.9989745999999]
["2014-01-13T17:00:01.515",306,1146.524414,1214.1999510000001,1161.778442,1021.241577,1202.8011469999999,1112.5749510000001,1103.669678,1333.427124,1285.927124,1373.7310789999999,1408.4726559999999,1464.820557,1513.4123540000001,1526.755737,1561.773193,1628.3133539999999,1642.0625,1643.6499020000001,1584.3461910000001,1696.564697,1638.9873287999999]
["2014-01-13T18:00:01.520",307,1199.8756100000001,1221.579956,1210.5325929999999,1081.2147219999999,1204.99353,1107.0479740000001,1066.8995359999999,1294.0771480000001,1245.314087,1322.2548830000001,1362.3645019999999,1425.949707,1484.971436,1502.946533,1538.1883539999999,1607.1136469999999,1612.6671140000001,1613.5820309999999,1564.3470460000001,1673.2524410000001,1614.1924557999998]
["2014-01-13T19:00:01.525",308,1200.562134,1226.4822999999999,1212.455811,1143.5936280000001,1234.7767329999999,1134.3323969999999,1075.384888,1264.8251949999999,1221.827759,1280.0626219999999,1321.5775149999999,1380.6641850000001,1447.9444579999999,1466.2757570000001,1510.1539310000001,1587.6687010000001,1589.1417240000001,1585.9698490000001,1547.0029300000001,1650.2523189999999,1592.0071046000003]
["2014-01-13T20:00:01.530",309,1187.4926760000001,1225.0349120000001,1190.7673339999999,1157.7855219999999,1252.255005,1154.104004,1107.4173579999999,1258.4014890000001,1223.389404,1257.419678,1289.833862,1345.5477289999999,1415.787476,1426.321289,1475.6953129999999,1559.7028809999999,1563.4586179999999,1558.8889160000001,1531.5947269999999,1629.5307620000001,1568.6351807999999]
["2014-01-13T21:00:01.535",310,1161.321655,1217.9785159999999,1151.7951660000001,1142.9079589999999,1248.5399170000001,1149.4279790000001,1122.175659,1254.5288089999999,1233.276001,1254.6484379999999,1275.3891599999999,1326.4423830000001,1396.2502440000001,1392.6191409999999,1444.6046140000001,1525.2967530000001,1534.1363530000001,1526.806885,1509.1829829999999,1605.4602050000001,1540.1766358]
["2014-01-13T22:00:01.540",311,1131.5185550000001,1208.014893,1116.9047849999999,1108.8828129999999,1231.3486330000001,1128.7751459999999,1111.0192870000001,1240.2757570000001,1228.799927,1250.968384,1268.3466800000001,1320.040894,1390.8946530000001,1371.778564,1421.44397,1490.6854249999999,1506.361938,1491.7170410000001,1477.067139,1574.8382570000001,1508.1339599999999]
["2014-01-13T23:00:01.545",312,974.62249759999997,1196.6682129999999,1023.4516599999999,1078.9104,1210.1319579999999,1104.337769,1082.180908,1218.52124,1208.7248540000001,1235.6676030000001,1252.970703,1310.4073490000001,1388.886475,1361.1369629999999,1406.2873540000001,1460.6044919999999,1483.8889160000001,1458.3901370000001,1439.5311280000001,1540.662842,1476.6155030000002]
["2014-01-14T00:00:01.550",313,841.06616210000004,1185.107422,918.65875240000003,984.64300539999999,1174.966919,1066.5554199999999,1050.07251,1197.5086670000001,1181.959717,1211.8492429999999,1227.543091,1289.3118899999999,1376.9736330000001,1348.9007570000001,1391.103149,1434.892822,1466.5648189999999,1429.806274,1402.0692140000001,1507.4750979999999,1448.1616454]
["2014-01-14T01:00:01.555",314,782.25360109999997,1180.554077,862.55657959999996,868.92486570000005,1120.439331,1006.078979,995.13763429999995,1176.8004149999999,1152.5233149999999,1188.6823730000001,1199.2901609999999,1261.944702,1352.154663,1328.0327150000001,1368.0634769999999,1408.7227780000001,1449.304077,1405.144409,1367.9838870000001,1477.6917719999999,1421.7693846000002]
["2014-01-14T02:00:01.560",315,785.54998780000005,1183.0760499999999,870.1290894,803.41082759999995,1075.7163089999999,951.28649900000005,921.30139159999999,1147.4774170000001,1111.6051030000001,1162.0445560000001,1173.227173,1236.4853519999999,1320.9875489999999,1300.9173579999999,1338.0036620000001,1379.8845209999999,1427.7020259999999,1381.3084719999999,1336.908203,1450.3676760000001,1395.2341795999998]
["2014-01-14T03:00:01.565",316,798.9296875,1193.6798100000001,890.46569820000002,813.78741460000003,1064.185303,933.86224370000002,866.21020510000005,1121.2769780000001,1067.3009030000001,1128.4758300000001,1143.8240969999999,1210.9229740000001,1288.5070800000001,1273.55249,1307.8770750000001,1352.0974120000001,1403.0363769999999,1357.5466309999999,1308.380737,1424.0310059999999,1369.0184326000001]
["2014-01-14T04:00:01.570",317,827.20568849999995,1209.375732,923.56091309999999,846.84063719999995,1079.3759769999999,949.83923340000001,860.32116699999995,1118.1333010000001,1044.5770259999999,1103.3817140000001,1115.9959719999999,1183.7022710000001,1254.364746,1245.9765629999999,1281.654053,1330.563721,1380.512207,1336.9750979999999,1285.015991,1400.1132809999999,1346.6360596]
["2014-01-14T05:00:01.575",318,863.69891359999997,1229.1258539999999,965.06640630000004,894.31762700000002,1105.388794,979.95751949999999,890.88830570000005,1142.127563,1056.061279,1106.4208980000001,1107.3770750000001,1168.185547,1224.549927,1219.2319339999999,1259.130737,1316.014893,1362.9063719999999,1322.9780270000001,1270.7448730000001,1382.289307,1330.9866944]
["2014-01-14T06:00:01.580",319,1023.657166,1251.5538329999999,1136.018433,949.70025629999998,1137.5306399999999,1016.025757,939.30493160000003,1180.4956050000001,1091.0667719999999,1137.6488039999999,1128.10437,1180.1729740000001,1213.674683,1203.894043,1245.6096190000001,1308.3885499999999,1350.431763,1315.715942,1266.177612,1372.420288,1322.626831]
["2014-01-14T07:00:01.585",320,1130.0219729999999,1288.7951660000001,1243.9492190000001,1147.2617190000001,1205.0112300000001,1089.90625,993.84082030000002,1223.0673830000001,1136.0844729999999,1184.4508060000001,1169.6538089999999,1218.237183,1230.7939449999999,1212.2150879999999,1251.991943,1312.7288820000001,1346.8408199999999,1315.1961670000001,1269.184692,1369.8081050000001,1322.7517332]
["2014-01-14T08:00:01.590",321,1216.9697269999999,1321.3588870000001,1332.7178960000001,1291.5,1295.744263,1192.5805660000001,1102.983643,1279.635986,1193.4501949999999,1235.182495,1218.7238769999999,1268.2767329999999,1270.798828,1244.6328129999999,1282.568115,1334.9829099999999,1359.1513669999999,1325.0695800000001,1280.02478,1375.1376949999999,1334.8732663999999]
["2014-01-14T09:00:01.595",322,1265.3217770000001,1348.2501219999999,1361.0863039999999,1401.0383300000001,1363.2607419999999,1275.8107910000001,1217.0889890000001,1357.563721,1276.7353519999999,1305.696655,1273.1116939999999,1320.7387699999999,1321.445068,1291.3156739999999,1329.6358640000001,1373.3782960000001,1389.287231,1349.076538,1301.490112,1391.5584719999999,1360.9581297999998]
["2014-01-14T10:00:01.600",323,1287.0112300000001,1370.701172,1382.9235839999999,1435.0501710000001,1400.7835689999999,1322.223389,1300.387817,1424.6281739999999,1355.4544679999999,1385.748413,1342.58313,1383.7198490000001,1380.130005,1343.8043210000001,1381.705933,1418.525513,1430.5347899999999,1384.861328,1333.041626,1419.8717039999999,1397.3669922000001]
["2014-01-14T11:00:01.605",324,1251.8035890000001,1390.889404,1359.2314449999999,1450.642456,1414.5042719999999,1339.3127440000001,1334.155518,1466.526245,1403.470703,1448.192139,1405.6857910000001,1449.432861,1446.481812,1405.103638,1436.5081789999999,1462.9887699999999,1473.553101,1424.6032709999999,1368.3392329999999,1455.099365,1436.9167479999999]
["2014-01-14T12:00:01.610",325,1238.298828,1410.5527340000001,1368.8530270000001,1412.805908,1411.4530030000001,1336.2818600000001,1339.5954589999999,1482.802246,1417.3199460000001,1477.7193600000001,1443.044067,1494.1956789999999,1504.345337,1466.372803,1491.9976810000001,1506.703125,1515.7951660000001,1462.636841,1400.4794919999999,1490.075317,1475.1379881999999]
["2014-01-14T13:00:01.615",326,1233.6586910000001,1434.1982419999999,1382.937866,1405.6118160000001,1404.3131100000001,1327.074341,1319.5916749999999,1483.6319579999999,1410.5458980000001,1480.721558,1451.5626219999999,1507.110962,1536.107544,1509.8637699999999,1534.238159,1545.0825199999999,1554.35437,1497.8743899999999,1428.7235109999999,1521.9658199999999,1509.6001222]
["2014-01-14T14:00:01.620",327,1204.304932,1455.3367920000001,1380.7645259999999,1408.8167719999999,1409.165283,1329.919922,1303.977905,1476.536499,1392.932251,1465.889404,1443.020264,1497.269043,1538.9311520000001,1525.650024,1551.412842,1568.1365969999999,1579.845337,1525.9368899999999,1452.6982419999999,1549.475586,1535.2185304000002]
["2014-01-14T15:00:01.625",328,1210.9167480000001,1473.2734379999999,1408.1800539999999,1396.7384030000001,1413.7136230000001,1335.2769780000001,1303.7092290000001,1476.4085689999999,1381.512207,1448.0272219999999,1427.22876,1477.3524170000001,1522.189331,1518.9217530000001,1545.09375,1571.388062,1584.881836,1539.45874,1467.3579099999999,1567.715942,1546.160498]
["2014-01-14T16:00:01.630",329,1194.6008300000001,1495.8032229999999,1418.821899,1417.4571530000001,1422.4617920000001,1343.867432,1306.889038,1480.13501,1380.8616939999999,1439.8680420000001,1418.8023679999999,1460.7075199999999,1498.3793949999999,1499.870361,1525.3520510000001,1560.354126,1572.0870359999999,1536.158813,1468.8023679999999,1571.860107,1541.85249]
["2014-01-14T17:00:01.635",330,1179.8222659999999,1519.1392820000001,1423.3582759999999,1426.4620359999999,1437.8188479999999,1356.9077150000001,1323.42749,1484.693115,1386.208496,1438.5289310000001,1421.942749,1456.8057859999999,1480.7001949999999,1481.4343260000001,1503.7188719999999,1544.355225,1550.1911620000001,1521.206909,1460.054932,1563.179443,1527.7975342000002]
["2014-01-14T18:00:01.640",331,1252.5085449999999,1540.523682,1448.8588870000001,1429.165894,1449.311279,1364.2921140000001,1342.9989009999999,1491.235596,1399.6820070000001,1444.5010990000001,1431.961182,1463.267822,1474.8862300000001,1472.692871,1490.7510990000001,1532.7517089999999,1529.011841,1502.37085,1447.9730219999999,1547.9285890000001,1512.0072021999999]
["2014-01-14T19:00:01.645",332,1246.5120850000001,1558.9366460000001,1417.4263920000001,1457.4719239999999,1463.7979740000001,1372.3835449999999,1355.979004,1491.334961,1414.1439210000001,1454.1453859999999,1447.5307620000001,1476.8679199999999,1480.885376,1474.068237,1489.7761230000001,1530.7354740000001,1516.363525,1486.802856,1439.060547,1533.2620850000001,1501.2448974000001]
["2014-01-14T20:00:01.650",333,1201.5676269999999,1568.618774,1383.137817,1428.6657709999999,1468.991577,1370.9880370000001,1370.94812,1485.9868160000001,1424.5150149999999,1459.0039059999999,1460.5327150000001,1492.279663,1496.830811,1483.9655760000001,1499.1069339999999,1537.0539550000001,1514.4780270000001,1478.440063,1436.869385,1524.296509,1498.2275878]
["2014-01-14T21:00:01.655",334,1217.1511230000001,1564.6701660000001,1392.032471,1392.440063,1455.652466,1349.751587,1362.224487,1474.008057,1429.5751949999999,1459.783936,1465.287476,1501.4368899999999,1516.285034,1497.2366939999999,1514.8317870000001,1547.6678469999999,1521.7054439999999,1477.205688,1440.2208250000001,1522.0764160000001,1501.7752439999999]
["2014-01-14T22:00:01.660",335,1136.455811,1555.3328859999999,1332.260376,1407.0032960000001,1447.9758300000001,1335.9300539999999,1333.1710210000001,1448.579712,1417.71228,1448.5389399999999,1460.8969729999999,1501.840332,1533.1514890000001,1507.2113039999999,1529.6629640000001,1556.8370359999999,1533.965942,1480.8873289999999,1445.4219969999999,1524.5203859999999,1508.326538]
["2014-01-14T23:00:01.665",336,1011.739685,1544.5280760000001,1225.413086,1353.3366699999999,1435.218384,1322.11853,1317.2445070000001,1425.9320070000001,1397.2822269999999,1423.024414,1440.7567140000001,1488.6004640000001,1541.173706,1510.529053,1537.7388920000001,1559.31897,1545.338745,1485.738159,1448.1673579999999,1528.0661620000001,1513.3258787999998]
["2014-01-15T00:00:01.670",337,931.39666750000004,1538.3870850000001,1150.9101559999999,1238.123413,1392.6673579999999,1276.2998050000001,1287.5498050000001,1412.875,1381.8823239999999,1401.7274170000001,1413.2274170000001,1462.8107910000001,1533.5947269999999,1502.234741,1534.2619629999999,1552.8813479999999,1551.3389890000001,1488.0772710000001,1444.8587649999999,1528.8549800000001,1513.2022706]
["2014-01-15T01:00:01.675",338,850.37701419999996,1539.2863769999999,1084.5417480000001,1151.2707519999999,1344.594971,1217.776611,1225.0626219999999,1391.5036620000001,1355.903442,1384.3801269999999,1392.5203859999999,1439.136475,1514.8312989999999,1483.369995,1516.711182,1536.572754,1548.5932620000001,1485.6773679999999,1434.679443,1524.6110839999999,1506.0267822000001]
["2014-01-15T02:00:01.680",339,795.08465579999995,1547.028687,1029.9364009999999,1075.977173,1309.6987300000001,1172.9785159999999,1164.263672,1365.3394780000001,1315.4750979999999,1358.218384,1371.08728,1419.8592530000001,1492.664673,1463.997192,1492.3671879999999,1514.278687,1536.6357419999999,1477.537231,1418.688721,1514.715942,1492.3712645999999]
["2014-01-15T03:00:01.685",340,808.06439209999996,1562.3979489999999,1052.5191649999999,1012.595703,1283.9022219999999,1139.622803,1120.842529,1350.334351,1282.0394289999999,1332.9552000000001,1345.803467,1397.037231,1465.2885739999999,1446.0352780000001,1469.360962,1494.9757079999999,1521.5234379999999,1466.458862,1400.5314940000001,1500.8754879999999,1476.8729979999998]
["2014-01-15T04:00:01.690",341,834.68133539999997,1586.5078129999999,1089.2955320000001,1033.80249,1283.528564,1132.643433,1093.11499,1346.4113769999999,1264.084351,1321.3194579999999,1330.7301030000001,1378.332275,1434.5479740000001,1426.178711,1447.8089600000001,1482.748779,1509.05835,1458.272217,1387.5485839999999,1488.5058590000001,1465.2267577999999]
["2014-01-15T05:00:01.695",342,951.20544429999995,1616.944336,1215.6907960000001,1080.934937,1311.0736079999999,1158.145264,1106.295288,1357.645264,1263.791138,1323.24353,1331.462769,1375.290039,1412.089111,1410.6988530000001,1430.818481,1476.9991460000001,1500.0421140000001,1455.7092290000001,1384.8294679999999,1482.7689210000001,1460.0697756]
["2014-01-15T06:00:01.700",343,1072.6864009999999,1652.0020750000001,1336.8759769999999,1229.2998050000001,1369.4541019999999,1220.1351320000001,1150.805664,1389.649658,1290.4329829999999,1346.2551269999999,1347.9415280000001,1388.8148189999999,1406.088379,1407.8526609999999,1427.1669919999999,1480.6339109999999,1497.0146480000001,1458.978149,1392.0004879999999,1484.7929690000001,1462.684033]
["2014-01-15T07:00:01.705",344,1189.5720209999999,1694.2799070000001,1409.6455080000001,1384.9985349999999,1452.251831,1312.913452,1242.7576899999999,1440.569702,1342.106812,1389.753052,1384.7236330000001,1420.9960940000001,1420.635986,1420.3634030000001,1440.95874,1497.1252440000001,1505.388794,1470.5577390000001,1408.4113769999999,1494.8167719999999,1475.2599851999998]
["2014-01-15T08:00:01.710",345,1298.9105219999999,1732.981812,1502.1898189999999,1483.6457519999999,1523.223755,1394.9801030000001,1354.798096,1511.1395259999999,1419.144409,1456.238159,1438.467163,1470.8302000000001,1457.337524,1451.060669,1472.594971,1526.115967,1527.3498540000001,1493.0097659999999,1434.4921879999999,1514.2719729999999,1499.0479496]
["2014-01-15T09:00:01.715",346,1866.1961670000001,1763.3486330000001,1911.2349850000001,1593.456543,1579.8935550000001,1458.9479980000001,1439.6682129999999,1577.5437010000001,1498.637573,1536.9243160000001,1508.290283,1536.409668,1514.166626,1498.8287350000001,1520.325562,1565.752563,1562.142822,1525.87915,1468.4888920000001,1543.1599120000001,1533.0846678]
["2014-01-15T10:00:01.720",347,2071.0112300000001,1787.5267329999999,1910.097534,2062.1176759999998,1718.1416019999999,1614.335327,1505.8038329999999,1626.9151609999999,1556.3085940000001,1604.4163820000001,1576.598999,1606.955811,1585.091064,1561.5982670000001,1579.9525149999999,1612.7957759999999,1606.7044679999999,1566.714966,1507.174927,1579.4185789999999,1574.5617432000001]
["2014-01-15T11:00:01.725",348,2030.559937,1794.6091309999999,1889.0665280000001,2109.2619629999999,1840.817139,1778.8911129999999,1706.3560789999999,1712.0031739999999,1626.952759,1651.3325199999999,1623.9910890000001,1660.7960210000001,1652.3004149999999,1628.77478,1643.9178469999999,1663.5817870000001,1656.803345,1611.936768,1546.9873050000001,1619.8549800000001,1619.8328370000004]
["2014-01-15T12:00:01.730",349,1999.591797,1798.9307859999999,1887.0507809999999,2062.8405760000001,1837.7998050000001,1802.1038820000001,1817.6885990000001,1832.172607,1748.1723629999999,1747.4139399999999,1675.8885499999999,1701.1087649999999,1699.332275,1682.3389890000001,1696.950439,1710.2567140000001,1705.5407709999999,1657.2734379999999,1585.1365969999999,1661.1960449999999,1663.880713]
["2014-01-15T13:00:01.735",350,1944.7430420000001,1804.251221,1862.074341,2038.223755,1814.7835689999999,1774.6030270000001,1803.595947,1872.561768,1801.218384,1837.874634,1766.990112,1772.7366939999999,1747.946899,1724.6513669999999,1731.123047,1742.3741460000001,1741.821899,1695.623413,1617.808716,1699.0870359999999,1699.3430419999997]
["2014-01-15T14:00:01.740",351,1923.404297,1812.028198,1869.211914,1993.8500979999999,1799.013794,1760.681885,1769.9052730000001,1866.1820070000001,1774.8217770000001,1851.3820800000001,1814.0714109999999,1838.045288,1807.503418,1785.4107670000001,1768.560913,1765.972168,1762.373413,1720.165649,1639.034668,1727.0493160000001,1722.9190428000002]
["2014-01-15T15:00:01.745",352,1972.773682,1820.0081789999999,1937.0699460000001,1980.9307859999999,1790.1198730000001,1757.44751,1748.023682,1860.335327,1745.551514,1827.4079589999999,1801.9339600000001,1839.9250489999999,1832.885254,1834.9323730000001,1811.4689940000001,1799.8115230000001,1784.4179690000001,1737.3027340000001,1650.8005370000001,1744.0821530000001,1743.2829832]
["2014-01-15T16:00:01.750",353,1480.253052,1831.0428469999999,1835.8663329999999,2041.104004,1806.1014399999999,1780.5024410000001,1743.4357910000001,1859.8125,1733.8935550000001,1806.8188479999999,1783.792725,1811.4985349999999,1813.8229980000001,1838.275024,1824.2398679999999,1830.034302,1807.4970699999999,1758.1395259999999,1668.696289,1761.4338379999999,1765.1602050000001]
["2014-01-15T17:00:01.755",354,1417.9111330000001,1838.566284,1793.7791749999999,1923.893311,1798.7907709999999,1777.0002440000001,1773.950317,1870.610107,1739.837524,1797.1789550000001,1779.196533,1796.2802730000001,1786.405518,1815.9764399999999,1806.9216309999999,1835.0588379999999,1809.910034,1772.2974850000001,1691.968384,1781.60376,1778.1677002000001]
["2014-01-15T18:00:01.760",355,1585.4923100000001,1847.607178,1884.0820309999999,1853.1049800000001,1760.32312,1728.0960689999999,1751.799561,1871.3260499999999,1752.320557,1805.9589840000001,1788.6635739999999,1799.380737,1774.8648679999999,1797.920654,1789.6439210000001,1825.8045649999999,1792.9722899999999,1767.6839600000001,1702.9614260000001,1791.2124020000001,1776.1269286000002]
["2014-01-15T19:00:01.765",356,1639.491943,1856.9039310000001,1887.0618899999999,1948.5214840000001,1770.655029,1724.2567140000001,1710.7951660000001,1834.2501219999999,1733.481323,1798.6477050000001,1802.8951420000001,1813.614624,1783.669922,1794.3717039999999,1787.109375,1822.14978,1777.6879879999999,1754.0554199999999,1700.835327,1786.658203,1768.2773436]
["2014-01-15T20:00:01.770",357,1600.669922,1844.9482419999999,1826.2344969999999,1974.4038089999999,1803.599731,1755.2226559999999,1735.577759,1807.103149,1715.7235109999999,1767.5375979999999,1790.6918949999999,1812.270996,1798.81665,1802.8431399999999,1798.3408199999999,1829.8348390000001,1775.3905030000001,1746.1015629999999,1699.328857,1779.8079829999999,1766.0927490000001]
["2014-01-15T21:00:01.775",358,1549.751831,1820.8935550000001,1760.5009769999999,1918.741211,1794.5776370000001,1746.0013429999999,1764.69751,1803.974121,1733.7757570000001,1757.042725,1771.4171140000001,1791.788818,1801.165283,1802.943481,1809.05603,1842.2366939999999,1784.2856449999999,1747.1816409999999,1704.9379879999999,1779.8992920000001,1771.7082519999999]
["2014-01-15T22:00:01.780",359,1410.162476,1791.775269,1653.5898440000001,1853.956543,1758.155884,1698.2421879999999,1740.682129,1784.0234379999999,1743.601318,1760.7132570000001,1771.9916989999999,1784.356812,1801.7991939999999,1792.117432,1806.2456050000001,1844.2456050000001,1792.2124020000001,1750.727905,1713.3779300000001,1785.6743160000001,1777.2476316]
["2014-01-15T23:00:01.785",360,1079.3458250000001,1765.169312,1340.0927730000001,1747.499268,1709.0219729999999,1636.7495120000001,1685.356812,1741.372314,1715.6142580000001,1742.0119629999999,1765.5482179999999,1785.63501,1812.8009030000001,1789.31665,1800.9083250000001,1833.4964600000001,1790.944702,1747.303467,1713.3266599999999,1788.0314940000001,1774.6205566000001]
["2014-01-16T00:00:01.790",361,940.66656490000003,1746.3131100000001,1262.2146,1405.5207519999999,1597.862183,1508.536499,1611.9639890000001,1693.915649,1668.307861,1700.7849120000001,1731.883789,1764.513062,1815.718384,1790.066284,1800.088745,1821.940918,1788.0383300000001,1737.713379,1699.979004,1780.9241939999999,1765.719165]
["2014-01-16T01:00:01.795",362,915.703125,1744.604004,1229.4133300000001,1297.701538,1489.6602780000001,1370.7211910000001,1444.539307,1623.3245850000001,1598.2238769999999,1652.126587,1684.7895510000001,1720.762573,1793.794312,1774.787231,1789.1875,1810.056519,1787.589111,1730.012817,1682.3546140000001,1769.4849850000001,1755.8996092000002]
["2014-01-16T02:00:01.800",363,939.52203369999995,1753.6226810000001,1237.1137699999999,1267.4580080000001,1460.9117429999999,1322.254639,1322.0283199999999,1537.661255,1494.4185789999999,1569.655884,1625.1455080000001,1667.626221,1753.2677000000001,1741.872314,1759.8199460000001,1788.5952150000001,1780.36438,1723.5804439999999,1667.0179439999999,1759.3706050000001,1743.7857176000002]
["2014-01-16T03:00:01.805",364,973.07202150000001,1768.101807,1265.177124,1287.35376,1467.4710689999999,1328.810303,1283.951904,1507.8673100000001,1431.5512699999999,1492.8232419999999,1544.9916989999999,1595.714966,1694.4510499999999,1697.4592290000001,1719.2464600000001,1758.2701420000001,1761.296875,1711.8680420000001,1650.3508300000001,1747.755737,1725.9083252]
["2014-01-16T04:00:01.810",365,1034.8588870000001,1788.8735349999999,1331.8188479999999,1331.306885,1492.7928469999999,1359.0394289999999,1304.804443,1526.430908,1429.864746,1470.9335940000001,1499.177246,1534.8367920000001,1624.4830320000001,1637.3070070000001,1668.2414550000001,1724.03125,1735.2066649999999,1695.0566409999999,1630.885254,1731.7144780000001,1703.3788575999999]
["2014-01-16T05:00:01.815",366,1136.7921140000001,1814.237061,1438.1954350000001,1416.2102050000001,1534.882568,1408.2974850000001,1356.068726,1574.2366939999999,1465.9993899999999,1500.3011469999999,1507.8980710000001,1526.3222659999999,1578.682251,1586.9404300000001,1616.552612,1686.8148189999999,1703.3280030000001,1676.153198,1612.5401609999999,1713.7342530000001,1678.5140867999999]
["2014-01-16T06:00:01.820",367,1299.680298,1847.3670649999999,1566.1401370000001,1545.443726,1597.831177,1482.282837,1433.606567,1637.675293,1523.1707759999999,1561.2545170000001,1556.239014,1567.3035890000001,1577.6605219999999,1575.851807,1593.5078129999999,1662.211548,1674.7791749999999,1657.287842,1596.1152340000001,1695.6933590000001,1657.2174316000001]
["2014-01-16T07:00:01.825",368,1504.0828859999999,1882.096558,1697.1235349999999,1698.635376,1677.3862300000001,1575.9155270000001,1536.759155,1713.68103,1598.397095,1641.140991,1626.4383539999999,1635.4467770000001,1615.1701660000001,1607.2222899999999,1612.7333980000001,1669.366943,1669.2176509999999,1649.588135,1588.025635,1683.1484379999999,1651.8693604]
["2014-01-16T08:00:01.830",369,1692.2073969999999,1911.545288,1851.950928,1852.34375,1760.1918949999999,1675.2016599999999,1651.6879879999999,1797.1604,1687.783936,1734.1483149999999,1709.3707280000001,1716.855225,1676.7144780000001,1667.7452390000001,1665.556274,1710.1911620000001,1696.0086670000001,1665.883789,1601.0124510000001,1687.990845,1672.2173828000002]
["2014-01-16T09:00:01.835",370,2079.5815429999998,1932.3873289999999,2138.5327149999998,2028.360107,1843.207764,1776.900513,1758.744751,1877.4422609999999,1778.3251949999999,1830.4688719999999,1797.3168949999999,1804.9332280000001,1752.904663,1744.6351320000001,1737.6710210000001,1772.632568,1748.2540280000001,1707.1324460000001,1639.3045649999999,1717.1988530000001,1716.9044920000001]
["2014-01-16T10:00:01.840",371,2186.655029,1944.3217770000001,2153.1721189999998,2354.349365,1960.5462649999999,1921.7310789999999,1860.0310059999999,1949.5389399999999,1858.1523440000001,1916.1008300000001,1878.317871,1889.646362,1835.803345,1828.8580320000001,1818.6938479999999,1843.604004,1813.6214600000001,1764.0356449999999,1694.4963379999999,1766.0394289999999,1776.3593752000002]
["2014-01-16T11:00:01.845",372,2109.088135,1944.241211,2124.1210940000001,2387.7597660000001,2040.98999,2038.7398679999999,2013.6239009999999,2035.1793210000001,1940.1254879999999,1987.166138,1943.4959719999999,1959.029053,1913.429077,1910.1245120000001,1899.0238039999999,1913.7094729999999,1882.2110600000001,1826.5391850000001,1754.2576899999999,1823.8482670000001,1840.1131350000001]
["2014-01-16T12:00:01.850",373,2064.029297,1944.8135990000001,2110.8569339999999,2328.4035640000002,2027.177246,2042.051514,2079.084961,2118.6203609999998,2028.1258539999999,2071.8366700000001,2004.528687,2014.7075199999999,1975.619629,1977.811279,1967.419922,1974.7919919999999,1945.392212,1887.193726,1809.756836,1881.486328,1899.7242188000005]
["2014-01-16T13:00:01.855",374,2039.3168949999999,1946.541626,2130.9663089999999,2287.6669919999999,1996.6202390000001,2006.3514399999999,2047.115601,2133.02124,2048.4799800000001,2127.5852049999999,2069.6914059999999,2073.733154,2029.4530030000001,2032.386475,2018.174561,2020.5686040000001,1994.5711670000001,1939.0783690000001,1855.4879149999999,1932.464111,1948.4340331999999]
["2014-01-16T14:00:01.860",375,1998.4954829999999,1950.4907229999999,2101.9868160000001,2291.4533689999998,1986.8526609999999,1997.7001949999999,2004.6179199999999,2111.7863769999999,2009.842163,2116.4602049999999,2087.313232,2106.5673830000001,2071.0261230000001,2083.9736330000001,2059.3571780000002,2054.4245609999998,2026.9541019999999,1976.9609379999999,1887.8637699999999,1971.760986,1983.5928713999997]
["2014-01-16T15:00:01.865",376,1965.111206,1954.3251949999999,2109.6188959999999,2244.6777339999999,1979.27124,1995.2001949999999,1996.312866,2100.0500489999999,1979.04187,2078.1479490000002,2060.5627439999998,2087.1396479999999,2072.2839359999998,2109.474365,2085.726318,2083.8229980000001,2049.6948240000002,2003.0463870000001,1909.1427000000001,1998.814697,2008.9043212000001]
["2014-01-16T16:00:01.870",377,1973.2163089999999,1957.107788,2141.5651859999998,2231.6689449999999,1968.3211670000001,1983.225586,1984.115845,2095.8322750000002,1971.9052730000001,2054.7734380000002,2038.013428,2052.5180660000001,2038.50415,2093.7304690000001,2078.1411130000001,2097.8784179999998,2059.1196289999998,2020.7771,1927.6816409999999,2019.049927,2024.901343]
["2014-01-16T17:00:01.875",378,1923.540649,1959.951172,2095.7922359999998,2254.8498540000001,1973.1678469999999,1983.8287350000001,1974.007202,2081.2304690000001,1963.5830080000001,2037.8764650000001,2034.192749,2039.1248780000001,2006.770874,2062.998779,2048.336914,2088.685547,2044.956177,2023.002197,1941.0980219999999,2031.8173830000001,2025.9118652000002]
["2014-01-16T18:00:01.880",379,2017.9930420000001,1961.1328129999999,2147.899414,2199.3002929999998,1968.6273189999999,1972.4267580000001,1981.766846,2065.2998050000001,1956.8717039999999,2018.420044,2029.420288,2036.252808,1993.6331789999999,2044.094482,2025.8165280000001,2073.1660160000001,2017.5817870000001,2007.4720460000001,1941.0150149999999,2030.4339600000001,2013.9337648000001]
["2014-01-16T19:00:01.885",380,2034.8773189999999,1957.5622559999999,2095.8127439999998,2248.641357,1968.8267820000001,1959.738159,1965.098755,2039.495361,1952.8110349999999,2003.940552,2021.8530270000001,2029.144043,1990.2329099999999,2034.2264399999999,2017.797241,2067.8627929999998,1998.081543,1987.851318,1934.0187989999999,2018.9807129999999,2001.3590331999999]
["2014-01-16T20:00:01.890",381,1947.679077,1944.109375,2041.830688,2204.2966310000002,1968.7574460000001,1947.721558,1966.915283,2001.463379,1937.5604249999999,1978.8203129999999,2010.165039,2019.0977780000001,1991.9598390000001,2025.9219969999999,2014.6130370000001,2068.5595699999999,1990.919312,1975.4582519999999,1932.8557129999999,2010.0645750000001,1995.5714843999999]
["2014-01-16T21:00:01.895",382,1901.862183,1912.1367190000001,1971.1019289999999,2149.2983399999998,1941.4229740000001,1908.7624510000001,1945.5261230000001,1964.690552,1923.3496090000001,1951.309692,1983.6163329999999,1998.0349120000001,1993.4898679999999,2017.112183,2011.787231,2065.8027339999999,1988.135986,1967.107422,1936.2144780000001,2007.033813,1992.8588865999998]
["2014-01-16T22:00:01.900",383,1464.5581050000001,1881.520264,1577.4724120000001,2082.9191890000002,1902.374634,1858.9125979999999,1898.3916019999999,1913.6601559999999,1892.661865,1916.8073730000001,1952.256592,1968.5407709999999,1988.9735109999999,2000.2845460000001,2003.4979249999999,2054.5905760000001,1984.500366,1956.402832,1933.939331,2003.1889650000001,1986.524414]
["2014-01-16T23:00:01.905",384,1158.161255,1851.8480219999999,1434.5417480000001,1657.4381100000001,1778.9407960000001,1717.6110839999999,1839.6938479999999,1860.878052,1846.237793,1868.387207,1907.5791019999999,1929.701172,1976.0927730000001,1976.671143,1985.560913,2030.9610600000001,1975.2833250000001,1940.6186520000001,1919.8873289999999,1992.681763,1971.8864258000001]
["2014-01-17T00:00:01.910",385,968.23138429999995,1840.3436280000001,1292.5946039999999,1474.381226,1629.294312,1532.4277340000001,1645.716919,1778.2585449999999,1770.9295649999999,1817.0977780000001,1853.818115,1879.018188,1947.7727050000001,1943.502686,1957.2264399999999,1996.393188,1958.5812989999999,1918.841919,1892.130249,1972.927246,1947.7747801999999]
["2014-01-17T01:00:01.915",386,946.65014650000001,1842.275879,1281.063721,1324.209351,1551.1132809999999,1424.2573239999999,1475.67749,1660.1163329999999,1638.7319339999999,1718.8580320000001,1785.536987,1819.496216,1905.140259,1900.048096,1916.236572,1953.0139160000001,1934.0289310000001,1892.366211,1853.849365,1944.7895510000001,1915.6095948000002]
["2014-01-17T02:00:01.920",387,965.75903319999998,1854.8602289999999,1285.8342290000001,1319.1392820000001,1521.0692140000001,1384.459106,1369.4957280000001,1590.4819339999999,1535.048828,1610.775513,1681.516357,1729.842529,1838.6607670000001,1846.9902340000001,1865.9060059999999,1904.889893,1901.8352050000001,1862.4262699999999,1810.3901370000001,1911.031982,1878.1146973999998]
["2014-01-17T03:00:01.925",388,1028.435547,1873.7797849999999,1343.463501,1348.2430420000001,1535.4213870000001,1398.069092,1349.0714109999999,1572.045654,1491.19812,1547.5726320000001,1602.4785159999999,1638.9664310000001,1748.429443,1770.5576169999999,1800.4646,1854.179932,1864.780029,1831.380981,1767.4692379999999,1875.1182859999999,1838.5856931999999]
["2014-01-17T04:00:01.930",389,1094.5604249999999,1902.0667719999999,1399.608154,1435.3474120000001,1573.3023679999999,1443.1000979999999,1384.130005,1604.7266850000001,1504.5828859999999,1544.0382079999999,1576.2008060000001,1595.7543949999999,1672.3604740000001,1694.9345699999999,1725.9106449999999,1797.2847899999999,1819.138794,1799.3641359999999,1729.9326169999999,1840.5830080000001,1797.260669]
["2014-01-17T05:00:01.935",390,1192.1741939999999,1933.4494629999999,1491.2353519999999,1522.0017089999999,1626.6671140000001,1505.526001,1460.7586670000001,1667.107544,1557.3675539999999,1591.4975589999999,1604.9304199999999,1611.825317,1640.27478,1654.1304929999999,1674.5045170000001,1749.2871090000001,1771.938232,1765.24353,1696.0626219999999,1806.834106,1757.8731198]
["2014-01-17T06:00:01.940",391,1394.6499020000001,1965.762939,1632.8325199999999,1639.015259,1687.330078,1576.525024,1551.2312010000001,1745.3797609999999,1634.1707759999999,1672.963501,1672.3641359999999,1673.5249020000001,1658.301514,1663.136841,1668.3305660000001,1733.284302,1745.192749,1740.126587,1671.2202150000001,1777.9329829999999,1733.5513672000002]
["2014-01-17T07:00:01.945",392,1571.9174800000001,1990.5491939999999,1743.5153809999999,1807.5432129999999,1765.44165,1666.88562,1648.227905,1823.8804929999999,1718.4233400000001,1768.3760990000001,1760.685669,1761.0395510000001,1715.41687,1716.2177730000001,1708.7388920000001,1759.1877440000001,1755.0982670000001,1740.30603,1670.0164789999999,1767.1333010000001,1738.3483641999999]
["2014-01-17T08:00:01.950",393,1916.275024,2006.252197,2003.751831,1939.6173100000001,1842.477905,1762.4282229999999,1759.1763920000001,1903.35022,1804.5455320000001,1862.506836,1849.8348390000001,1854.7116699999999,1795.0704350000001,1798.0751949999999,1782.749268,1820.3636469999999,1801.7841800000001,1772.7042240000001,1701.337158,1785.6879879999999,1776.3754394]
["2014-01-17T09:00:01.955",394,2154.8647460000002,2014.360107,2160.4685060000002,2227.9147950000001,1941.709106,1886.1636960000001,1852.3183590000001,1978.52063,1889.0014650000001,1953.518188,1930.963013,1940.475586,1880.522217,1889.6884769999999,1872.3295900000001,1900.978638,1873.614014,1831.5198969999999,1760.8326420000001,1833.4339600000001,1840.0758302000002]
["2014-01-17T10:00:01.960",395,2231.7414549999999,2011.2387699999999,2230.8776859999998,2416.154297,2049.2128910000001,2029.9676509999999,1986.498047,2055.7817380000001,1966.5489500000001,2028.7425539999999,2001.0382079999999,2014.414307,1961.8992920000001,1976.569336,1960.3657229999999,1983.032837,1954.075928,1903.928467,1834.618164,1899.967163,1915.1245117999999]
["2014-01-17T11:00:01.965",396,2214.03125,2001.9418949999999,2214.3703609999998,2483.8388669999999,2101.382568,2117.6672359999998,2105.1945799999999,2148.2451169999999,2055.900635,2107.3122560000002,2058.8647460000002,2072.3090820000002,2030.60376,2051.866943,2037.0076899999999,2053.688721,2028.036255,1975.923462,1906.328125,1970.721436,1986.9395998]
["2014-01-17T12:00:01.970",397,2134.202393,1991.494995,2174.8371579999998,2440.9780270000001,2096.7639159999999,2128.8447270000001,2154.3876949999999,2212.1308589999999,2121.2590329999998,2183.500732,2123.0183109999998,2127.6069339999999,2085.9572750000002,2110.869385,2095.7578130000002,2107.3466800000001,2086.6674800000001,2037.3908690000001,1963.8975829999999,2033.1929929999999,2045.6991210000001]
["2014-01-17T13:00:01.975",398,2134.790039,1982.195068,2213.0278320000002,2366.029297,2061.9020999999998,2096.038086,2134.8352049999999,2228.9348140000002,2130.4470209999999,2222.1533199999999,2171.8549800000001,2177.4414059999999,2132.3588869999999,2162.94751,2139.2153320000002,2144.219971,2125.5515140000002,2083.0749510000001,2003.1397710000001,2080.7941890000002,2087.3560791999998]
["2014-01-17T14:00:01.980",399,2160.2612300000001,1973.9373780000001,2262.101807,2379.5534670000002,2044.829346,2080.375,2089.923096,2212.8857419999999,2098.39624,2212.5942380000001,2181.673828,2195.5998540000001,2156.0903320000002,2203.7746579999998,2171.7246089999999,2172.498047,2148.9167480000001,2112.7768550000001,2025.742798,2112.2622070000002,2114.439331]
["2014-01-17T15:00:01.985",400,2069.2939449999999,1965.0772710000001,2203.3046880000002,2418.5895999999998,2056.907471,2101.1694339999999,2081.891846,2198.1538089999999,2066.8330080000001,2176.724365,2161.3203130000002,2177.5383299999999,2144.3972170000002,2215.5991210000002,2182.906982,2193.0173340000001,2160.8442380000001,2131.1088869999999,2040.007568,2132.1916500000002,2131.4339354000003]
["2014-01-17T16:00:01.990",401,2048.1513669999999,1953.4646,2213.0703130000002,2338.7421880000002,2047.3355710000001,2096.2067870000001,2104.6826169999999,2201.9401859999998,2066.4187010000001,2152.0891109999998,2140.680664,2148.7985840000001,2108.7380370000001,2196.1701659999999,2166.8654790000001,2197.2597660000001,2156.2565920000002,2137.9008789999998,2051.732422,2145.1047359999998,2137.6508789999998]
["2014-01-17T17:00:01.995",402,2028.7254640000001,1942.0916749999999,2197.0874020000001,2323.7465820000002,2023.4576420000001,2062.2282709999999,2084.2932129999999,2191.466797,2073.5424800000001,2147.8811040000001,2141.5493160000001,2138.726318,2078.236328,2165.4709469999998,2137.1372070000002,2185.0454100000002,2133.4077149999998,2128.8684079999998,2057.1623540000001,2148.7565920000002,2130.6480958000002]
["2014-01-17T18:00:02",403,2011.247437,1928.362061,2131.3415530000002,2299.8999020000001,2011.786499,2035.1679690000001,2058.7072750000002,2148.6401369999999,2052.3530270000001,2126.9487300000001,2145.1936040000001,2144.6623540000001,2072.1215820000002,2147.482422,2116.1647950000001,2169.7165530000002,2103.8176269999999,2106.9404300000001,2053.2858890000002,2140.5791020000001,2114.8679202000003]
["2014-01-17T19:00:02.005",404,2026.5191649999999,1911.113525,2133.461182,2224.2690429999998,1986.035034,1993.232788,2036.0726320000001,2097.97876,2024.173462,2086.8796390000002,2121.5666500000002,2132.7521969999998,2076.842529,2142.2485350000002,2112.494385,2164.273682,2083.851807,2083.6633299999999,2046.064453,2125.9890140000002,2100.7684572000003]
["2014-01-17T20:00:02.010",405,2032.0878909999999,1893.5067140000001,2119.6835940000001,2225.7883299999999,1963.5263669999999,1950.908813,1988.2639160000001,2033.5985109999999,1991.979126,2041.333374,2082.9709469999998,2097.4516600000002,2072.2397460000002,2127.405518,2109.6191410000001,2163.6896969999998,2077.2451169999999,2067.6589359999998,2043.451538,2114.3664549999999,2093.2823485999998]
["2014-01-17T21:00:02.015",406,1895.2413329999999,1868.3851320000001,1959.7329099999999,2228.0910640000002,1957.6782229999999,1930.887573,1951.005737,1962.716553,1946.400635,1981.05603,2033.2188719999999,2051.6333009999998,2058.7834469999998,2097.976318,2092.6311040000001,2149.994385,2069.9990229999999,2053.883057,2042.111328,2106.955078,2084.5885742]
["2014-01-17T22:00:02.020",407,1677.856567,1836.2258300000001,1792.7761230000001,2068.9064939999998,1912.899658,1878.206177,1925.335327,1909.787231,1907.0623780000001,1918.64624,1969.5230710000001,1993.4102780000001,2035.0455320000001,2058.5078130000002,2063.0451659999999,2117.1130370000001,2051.2529300000001,2030.9178469999999,2026.939331,2093.2770999999998,2063.9000489999999]
["2014-01-17T23:00:02.025",408,1165.27478,1807.6761469999999,1383.6188959999999,1887.5131839999999,1822.916626,1772.3393550000001,1842.4014890000001,1858.3551030000001,1865.7647710000001,1869.7791749999999,1910.9884030000001,1932.1573490000001,1998.0507809999999,2007.779663,2020.339966,2068.9570309999999,2021.8266599999999,1996.4799800000001,1989.778564,2064.7021479999999,2028.3488765999998]
["2014-01-18T00:00:02.030",409,1123.863525,1786.627563,1336.3591309999999,1440.681885,1668.301025,1590.1673579999999,1722.6010739999999,1789.6085210000001,1792.8616939999999,1812.4522710000001,1858.860596,1879.7211910000001,1955.20874,1953.6441649999999,1966.56665,2009.3673100000001,1983.0902100000001,1954.5509030000001,1935.4991460000001,2022.601318,1981.0217774]
["2014-01-18T01:00:02.035",410,1036.734375,1788.538818,1292.6104740000001,1363.827393,1543.7136230000001,1431.7844239999999,1501.966064,1695.6032709999999,1686.734009,1742.439453,1794.815186,1823.177856,1905.5196530000001,1903.647095,1911.644043,1947.6717530000001,1938.769409,1908.8405760000001,1872.311279,1972.197876,1927.9581785999999]
["2014-01-18T02:00:02.040",411,1045.212769,1793.5620120000001,1314.2883300000001,1335.0876459999999,1524.8770750000001,1396.7921140000001,1379.309082,1600.9963379999999,1559.1354980000001,1638.1429439999999,1716.005981,1754.1929929999999,1842.7475589999999,1850.676514,1857.309448,1893.0638429999999,1896.5301509999999,1865.34375,1810.5772710000001,1920.319336,1877.1668701999999]
["2014-01-18T03:00:02.045",412,1090.502563,1804.5673830000001,1366.166504,1378.5639650000001,1537.154419,1417.5595699999999,1360.119019,1589.049438,1505.739624,1562.993774,1627.041626,1669.607544,1762.354004,1789.9697269999999,1800.626221,1846.0379640000001,1858.546509,1829.387207,1761.137817,1875.112061,1834.0443115999999]
["2014-01-18T04:00:02.050",413,1161.429932,1820.903564,1426.1563719999999,1460.3472899999999,1574.9708250000001,1466.1173100000001,1404.3798830000001,1627.967529,1527.1202390000001,1563.9351810000001,1598.521362,1618.3920900000001,1683.313721,1719.8740230000001,1739.4454350000001,1803.4185789999999,1823.444702,1801.4257809999999,1727.9643550000001,1840.8161620000001,1799.4139157999998]
["2014-01-18T05:00:02.055",414,1304.2783199999999,1839.2891850000001,1526.8786620000001,1550.315186,1624.2482910000001,1528.7923579999999,1483.2089840000001,1696.6247559999999,1587.7269289999999,1620.8950199999999,1635.384033,1639.1206050000001,1651.214111,1678.4964600000001,1692.047241,1766.215332,1789.3057859999999,1779.0166019999999,1708.9608149999999,1816.834595,1772.0666259999998]
["2014-01-18T06:00:02.060",415,1584.1719969999999,1859.748779,1739.4678960000001,1679.265991,1684.3076169999999,1603.4025879999999,1574.193237,1775.197876,1667.3116460000001,1709.319092,1711.2404790000001,1711.3138429999999,1678.884399,1693.6982419999999,1692.4594729999999,1756.179932,1770.616211,1764.4858400000001,1700.284302,1801.0200199999999,1758.5172610000002]
["2014-01-18T07:00:02.065",416,1766.3142089999999,1882.2242429999999,1847.9808350000001,1931.795288,1781.0679929999999,1719.026001,1676.3245850000001,1853.507568,1752.862793,1807.322754,1802.726807,1804.3984379999999,1748.1961670000001,1757.6168210000001,1744.869385,1790.5317379999999,1789.2905270000001,1773.133789,1710.085327,1800.3472899999999,1772.6777342]
["2014-01-18T08:00:02.070",417,1948.4700929999999,1894.2753909999999,1961.5922849999999,2075.3481449999999,1878.9876710000001,1843.564087,1823.3570560000001,1943.1126710000001,1848.843018,1904.154419,1892.580688,1898.23999,1835.1166989999999,1848.0195309999999,1829.3911129999999,1861.705811,1847.3480219999999,1815.809692,1750.7139890000001,1827.6826169999999,1820.6520261999999]
["2014-01-18T09:00:02.075",418,2021.8901370000001,1909.864624,1920.9530030000001,2198.4221189999998,1940.428101,1929.4926760000001,1938.595337,2037.960327,1956.6861570000001,2011.7210689999999,1980.127563,1986.1599120000001,1923.005737,1943.8320309999999,1923.3511960000001,1948.6823730000001,1928.019043,1885.242432,1819.213501,1884.7854,1893.1885497999999]
["2014-01-18T10:00:02.080",419,2009.0054929999999,1912.197144,1930.4056399999999,2142.555664,1952.9803469999999,1951.4298100000001,2007.880005,2101.9370119999999,2033.16626,2105.1220699999999,2067.7404790000001,2073.4479980000001,2009.5039059999999,2034.9948730000001,2012.0389399999999,2032.122314,2011.1136469999999,1963.9106449999999,1898.3572999999999,1958.588379,1972.8184570000001]
["2014-01-18T11:00:02.085",420,2000.338501,1916.5842290000001,1923.846558,2120.5327149999998,1928.762207,1928.1683350000001,1991.6685789999999,2124.9296880000002,2058.1027829999998,2159.657471,2126.0031739999999,2141.8010250000002,2087.6484380000002,2121.4848630000001,2092.8596189999998,2103.7495119999999,2083.8833009999998,2036.915405,1969.780518,2031.740967,2045.2139405999999]
["2014-01-18T12:00:02.090",421,1969.5295410000001,1921.082764,1940.553711,2088.3754880000001,1912.8549800000001,1909.9195560000001,1953.6407469999999,2107.9909670000002,2031.1347659999999,2158.2385250000002,2141.820068,2168.986328,2136.2990719999998,2186.9938959999999,2158.1716310000002,2163.0124510000001,2143.7890630000002,2098.5083009999998,2024.8432620000001,2093.4655760000001,2104.7237306000002]
["2014-01-18T13:00:02.095",422,1955.355225,1928.974487,1945.7939449999999,2081.0561520000001,1903.5349120000001,1902.559448,1923.023682,2090.0834960000002,1994.1258539999999,2122.6982419999999,2116.3964839999999,2150.3203130000002,2140.7358399999998,2214.431885,2191.4963379999999,2202.3647460000002,2184.8781739999999,2146.8120119999999,2065.3784179999998,2142.0527339999999,2148.2972168000001]
["2014-01-18T14:00:02.100",423,1926.9530030000001,1937.3051760000001,1954.8251949999999,2065.280029,1900.0692140000001,1899.1492920000001,1909.3438719999999,2077.7360840000001,1968.9133300000001,2085.241211,2083.7770999999998,2110.716797,2107.8347170000002,2198.866211,2185.3811040000001,2212.8559570000002,2197.0927729999999,2174.8796390000002,2091.0354000000002,2175.750732,2170.3229002000003]
["2014-01-18T15:00:02.105",424,1903.253052,1932.846313,1941.038086,2054.3491210000002,1896.9392089999999,1892.309692,1901.6448969999999,2068.8500979999999,1954.5321039999999,2056.8183589999999,2062.383057,2079.3708499999998,2064.6389159999999,2160.7817380000001,2151.0573730000001,2195.704346,2177.4616700000001,2176.2097170000002,2097.3251949999999,2189.2226559999999,2167.1847167999999]
["2014-01-18T16:00:02.110",425,1847.3999020000001,1926.8427730000001,1907.2039789999999,2022.0610349999999,1887.149048,1876.1313479999999,1897.068726,2054.6516109999998,1943.776001,2034.373169,2051.6047359999998,2062.4091800000001,2030.849487,2123.9406739999999,2111.9978030000002,2167.048828,2138.352539,2153.8950199999999,2084.5358890000002,2180.548828,2144.8762207999998]
["2014-01-18T17:00:02.115",426,1820.1906739999999,1921.461914,1897.4688719999999,1968.9071039999999,1867.220703,1841.809082,1883.5097659999999,2028.5085449999999,1931.8201899999999,2012.7741699999999,2042.673706,2051.7619629999999,2010.384644,2097.4433589999999,2081.836182,2143.3229980000001,2098.6440429999998,2121.2758789999998,2063.6372070000002,2157.7966310000002,2116.9353516000001]
["2014-01-18T18:00:02.120",427,1832.420654,1916.0601810000001,1885.003784,1946.1573490000001,1848.8652340000001,1803.1679690000001,1852.497437,1982.585327,1909.5649410000001,1984.1311040000001,2027.580811,2038.695923,1999.3332519999999,2078.3820799999999,2061.283203,2128.4929200000001,2068.4272460000002,2090.0021969999998,2047.4207759999999,2133.6491700000001,2093.5984618000002]
["2014-01-18T19:00:02.125",428,1816.025024,1905.8164059999999,1830.821289,1931.6741939999999,1837.8354489999999,1772.600586,1820.3999020000001,1921.5191649999999,1874.882568,1939.7166749999999,1996.3869629999999,2014.2272949999999,1991.8950199999999,2060.3496089999999,2045.4991460000001,2116.6381839999999,2046.9710689999999,2062.5249020000001,2038.3236079999999,2114.3310550000001,2075.7577636000001]
["2014-01-18T20:00:02.130",429,1788.6495359999999,1893.490356,1768.6311040000001,1877.4920649999999,1816.513672,1735.2923579999999,1788.6944579999999,1857.7335210000001,1836.5600589999999,1884.225586,1946.120361,1971.499634,1979.6523440000001,2035.000366,2027.6475829999999,2099.2277829999998,2029.0196530000001,2035.3901370000001,2028.7801509999999,2097.092529,2057.9020505999997]
["2014-01-18T21:00:02.135",430,1703.365601,1874.6317140000001,1687.935913,1815.6832280000001,1782.055664,1684.9639890000001,1737.619263,1791.97937,1792.9014890000001,1824.6796879999999,1885.38147,1914.7208250000001,1956.965942,1995.9295649999999,1999.601318,2068.1535640000002,2008.0751949999999,2004.3929439999999,2008.914673,2075.5166020000001,2033.0105956]
["2014-01-18T22:00:02.140",431,1681.3638920000001,1848.2189940000001,1636.6761469999999,1739.0916749999999,1740.3510739999999,1631.168823,1673.6026609999999,1725.864746,1736.8420410000001,1758.6685789999999,1818.702759,1851.1545410000001,1923.255981,1944.8050539999999,1957.646606,2019.229736,1977.9776609999999,1965.9528809999999,1971.5782469999999,2043.8479,1995.7172850000002]
["2014-01-18T23:00:02.145",432,1386.3073730000001,1820.5948490000001,1419.785889,1697.143188,1702.553101,1588.481567,1605.7658690000001,1670.3596190000001,1676.677856,1691.450073,1747.2670900000001,1782.3374020000001,1876.6801760000001,1885.7539059999999,1903.4544679999999,1955.6918949999999,1936.977173,1918.7510990000001,1914.8522949999999,1999.0115969999999,1945.0568117999999]
["2014-01-19T00:00:02.150",433,1200.68335,1795.3629149999999,1346.2509769999999,1474.2094729999999,1632.3917240000001,1515.666138,1557.6175539999999,1636.2817379999999,1625.4094239999999,1634.4014890000001,1681.668457,1715.0458980000001,1817.394775,1820.7827150000001,1839.2717290000001,1884.5698239999999,1887.7219239999999,1865.4068600000001,1844.130981,1942.7292480000001,1884.9117674000001]
["2014-01-19T01:00:02.155",434,1088.9224850000001,1779.3637699999999,1299.8232419999999,1386.6241460000001,1554.3608400000001,1428.216187,1457.509155,1609.7430420000001,1581.524414,1602.3039550000001,1634.9014890000001,1662.4338379999999,1753.8479,1756.5167240000001,1770.642212,1813.0317379999999,1833.825073,1810.423828,1769.544312,1880.9228519999999,1821.5495605999999]
["2014-01-19T02:00:02.160",435,1073.446655,1773.324707,1290.242432,1344.3089600000001,1523.1202390000001,1391.5775149999999,1382.8092039999999,1577.4560550000001,1524.082275,1569.9041749999999,1607.917236,1633.534058,1700.4343260000001,1704.2944339999999,1709.2044679999999,1750.435547,1781.198486,1758.6579589999999,1701.1225589999999,1820.6270750000001,1762.4083252]
["2014-01-19T03:00:02.165",436,1123.3237300000001,1772.912231,1337.085327,1342.512573,1516.9766850000001,1391.0695800000001,1360.6024170000001,1579.1561280000001,1493.380981,1547.3256839999999,1582.22522,1612.966919,1659.303467,1672.2280270000001,1667.9030760000001,1708.147461,1739.3271480000001,1716.7655030000001,1648.134033,1769.2576899999999,1716.3263670000001]
["2014-01-19T04:00:02.170",437,1173.0192870000001,1776.341064,1379.1716309999999,1403.2513429999999,1536.2181399999999,1419.2235109999999,1377.9796140000001,1608.5242920000001,1503.9111330000001,1559.9033199999999,1582.3823239999999,1606.2879640000001,1628.1770019999999,1651.5498050000001,1646.852173,1691.9442140000001,1717.5275879999999,1692.898193,1619.3828129999999,1735.0104980000001,1691.3526612000001]
["2014-01-19T05:00:02.175",438,1276.9689940000001,1781.1096190000001,1454.274414,1463.277466,1569.6453859999999,1464.4732670000001,1431.5816649999999,1656.2689210000001,1543.208862,1602.6866460000001,1616.635376,1633.0111079999999,1622.8774410000001,1648.4938959999999,1643.7274170000001,1696.451172,1715.0301509999999,1690.6676030000001,1619.709106,1724.1811520000001,1689.2078368000002]
["2014-01-19T06:00:02.180",439,1482.886475,1789.820557,1567.594482,1555.685913,1609.3396,1516.4027100000001,1495.627808,1711.9406739999999,1601.139038,1666.7797849999999,1673.1420900000001,1688.0744629999999,1652.5726320000001,1674.969116,1668.4375,1721.342529,1730.188721,1706.8194579999999,1643.863159,1735.5079350000001,1707.5443604]
["2014-01-19T07:00:02.185",440,1662.135986,1794.3077390000001,1650.2561040000001,1692.947144,1665.769775,1584.6395259999999,1565.980957,1763.116211,1662.2749020000001,1736.4061280000001,1739.579956,1756.490845,1710.552856,1728.5458980000001,1722.6633300000001,1769.6713870000001,1767.421509,1740.9018550000001,1685.0009769999999,1764.7219239999999,1745.5435303999998]
["2014-01-19T08:00:02.190",441,1961.985596,1804.439453,1757.802856,1798.6832280000001,1722.0004879999999,1656.3984379999999,1650.170654,1813.9954829999999,1723.865601,1800.7532960000001,1800.649658,1822.5958250000001,1781.803345,1798.0850829999999,1795.2894289999999,1835.6754149999999,1825.492798,1793.7045900000001,1740.524658,1810.4404300000001,1801.1675782000002]
["2014-01-19T09:00:02.195",442,2155.2280270000001,1811.6088870000001,1971.42749,1924.170654,1774.6568600000001,1721.475952,1720.7155760000001,1862.216919,1784.9833980000001,1861.5699460000001,1852.79126,1877.6713870000001,1850.261475,1868.3869629999999,1870.4296879999999,1906.467163,1893.796875,1859.1051030000001,1804.9133300000001,1869.409058,1866.7383058]
["2014-01-19T10:00:02.200",443,2179.054443,1811.674438,1965.4110109999999,2170.5607909999999,1857.3170170000001,1821.270874,1783.216187,1901.673706,1832.5135499999999,1910.022095,1896.7783199999999,1922.8764650000001,1908.0926509999999,1929.346313,1934.369385,1968.2645259999999,1957.854004,1924.9929199999999,1867.4820560000001,1932.659302,1930.2505615999999]
["2014-01-19T11:00:02.205",444,2409.4570309999999,1802.4748540000001,2236.6530760000001,2178.3552249999998,1911.1163329999999,1900.441284,1890.4960940000001,1955.0802000000001,1880.3134769999999,1944.2485349999999,1926.439697,1954.467529,1950.4011230000001,1978.2418210000001,1982.054077,2013.517822,2006.6522219999999,1979.5314940000001,1916.9571530000001,1988.6541749999999,1981.0625732000001]
["2014-01-19T12:00:02.210",445,2169.2416990000002,1789.9022219999999,1971.85022,2463.3093260000001,1970.57312,1982.026611,1929.6770019999999,2011.0112300000001,1935.906982,1992.102783,1954.7631839999999,1975.9329829999999,1972.8447269999999,2010.6489260000001,2011.2670900000001,2041.7567140000001,2036.928711,2016.9364009999999,1947.744751,2029.3516850000001,2014.5436524000002]
["2014-01-19T13:00:02.215",446,2152.9753420000002,1763.744263,2014.896362,2180.1723630000001,1963.123047,1992.103638,2028.252686,2056.1547850000002,1968.3289789999999,2021.1298830000001,1991.7586670000001,2004.80603,1986.7508539999999,2030.425659,2022.5548100000001,2054.0285640000002,2048.5273440000001,2036.8244629999999,1961.955811,2053.3410640000002,2030.9354491999998]
["2014-01-19T14:00:02.220",447,2068.5729980000001,1741.2633060000001,1976.1103519999999,2167.5822750000002,1885.8670649999999,1910.9997559999999,1964.9920649999999,2084.5627439999998,1993.9555660000001,2059.04126,2015.8460689999999,2027.015625,1995.0322269999999,2049.9770509999998,2028.0283199999999,2057.4025879999999,2044.8820800000001,2040.61438,1964.107788,2062.6247560000002,2033.9263184000004]
["2014-01-19T15:00:02.225",448,2103.6088869999999,1706.322876,2003.973999,2110.7453609999998,1863.934692,1880.5828859999999,1902.7579350000001,2035.536499,1941.403687,2044.455078,2038.320923,2047.0467530000001,1999.3038329999999,2060.9677729999999,2030.165039,2061.126221,2036.531616,2034.3645019999999,1960.5998540000001,2061.4501949999999,2030.8144775999997]
["2014-01-19T16:00:02.230",449,2110.9360350000002,1674.814697,2002.3917240000001,2117.5573730000001,1848.584717,1876.4057620000001,1873.7198490000001,2007.9693600000001,1892.4329829999999,1990.1561280000001,2003.2486570000001,2030.229004,1992.9799800000001,2068.576172,2030.2773440000001,2064.851807,2026.062866,2024.3625489999999,1960.016357,2056.9470209999999,2026.4481200000002]
["2014-01-19T17:00:02.235",450,1780.3131100000001,1642.1723629999999,1661.1258539999999,2101.4670409999999,1841.713501,1875.001221,1873.1632079999999,1987.7883300000001,1877.771606,1952.918823,1965.6645510000001,1984.712158,1960.6551509999999,2045.3125,2019.555908,2066.6062010000001,2015.8514399999999,2011.901001,1962.8170170000001,2051.8791500000002,2021.8109618000003]
["2014-01-19T18:00:02.240",451,1739.9273679999999,1609.0166019999999,1712.2467039999999,1708.620361,1740.3808590000001,1761.740601,1868.744629,1967.833862,1874.6632079999999,1931.9766850000001,1947.3173830000001,1956.372314,1931.1527100000001,2003.908081,1988.834106,2051.0014649999998,1996.72937,1994.923706,1965.639893,2045.484741,2010.7558349999999]
["2014-01-19T19:00:02.245",452,1831.985596,1586.869263,1685.652832,1713.061768,1644.1976320000001,1631.5699460000001,1709.542236,1889.3629149999999,1833.793823,1911.555664,1934.7502440000001,1944.216187,1922.846802,1972.475952,1961.440063,2021.6530760000001,1965.8004149999999,1965.7889399999999,1955.4095460000001,2029.9494629999999,1987.720288]
["2014-01-19T20:00:02.250",453,1807.144775,1564.301514,1638.5297849999999,1699.9731449999999,1637.7274170000001,1604.151611,1622.994751,1765.7451169999999,1726.5261230000001,1819.875,1890.7687989999999,1918.4663089999999,1924.9282229999999,1953.3420410000001,1945.959961,1994.1669919999999,1937.372314,1929.6396480000001,1926.788818,2000.943481,1957.7822506]
["2014-01-19T21:00:02.255",454,1631.3364260000001,1535.302246,1536.6888429999999,1662.2923579999999,1622.5013429999999,1586.0451660000001,1600.1430660000001,1699.7025149999999,1668.0520019999999,1720.938232,1791.201294,1837.291504,1897.9073490000001,1925.1141359999999,1928.713745,1969.446289,1917.352539,1896.7856449999999,1889.724976,1966.197876,1927.9014650000001]
["2014-01-19T22:00:02.260",455,1622.0043949999999,1499.1239009999999,1481.4920649999999,1565.360962,1581.8579099999999,1534.1495359999999,1572.484009,1653.4494629999999,1649.046875,1667.7204589999999,1719.490845,1749.61499,1835.1044919999999,1857.8946530000001,1881.5489500000001,1931.204712,1895.3885499999999,1866.940063,1850.345703,1932.211182,1895.218042]
["2014-01-19T23:00:02.265",456,1422.584961,1465.138794,1309.3382570000001,1519.450317,1535.8973390000001,1475.037231,1506.307495,1603.822388,1617.404053,1630.5561520000001,1679.0855710000001,1703.0738530000001,1780.528198,1785.767212,1810.2176509999999,1865.893311,1852.562866,1828.271362,1803.4820560000001,1894.684692,1848.9788573999999]
["2014-01-20T00:00:02.270",457,1079.021851,1434.088135,1192.0051269999999,1351.0832519999999,1474.7947999999999,1403.682861,1446.744751,1555.247192,1567.849487,1585.0045170000001,1638.913086,1672.759155,1744.070068,1737.7669679999999,1751.2879640000001,1796.1563719999999,1797.1204829999999,1775.377686,1740.5032960000001,1844.0040280000001,1790.6323729999999]
["2014-01-20T01:00:02.275",458,922.60321039999997,1413.6922609999999,1090.8795170000001,1225.345703,1397.3055420000001,1313.9377440000001,1356.2021480000001,1515.6209719999999,1519.601318,1544.616943,1593.3747559999999,1634.111938,1706.6511230000001,1703.461548,1710.674927,1745.7646480000001,1753.7860109999999,1725.0898440000001,1674.645874,1786.487427,1737.1547608000001]
["2014-01-20T02:00:02.280",459,912.28125,1405.866211,1081.1728519999999,1118.3085940000001,1338.1019289999999,1240.805908,1264.3029790000001,1472.1015629999999,1462.116943,1504.9495850000001,1556.126831,1597.4648440000001,1663.740356,1668.913818,1675.4506839999999,1713.0341800000001,1727.9099120000001,1692.7685550000001,1628.8164059999999,1740.984009,1700.7026123999999]
["2014-01-20T03:00:02.285",460,926.97686769999996,1406.8115230000001,1086.241943,1107.932861,1311.288452,1206.8376459999999,1191.549927,1442.906982,1409.9445800000001,1466.765259,1518.7958980000001,1565.643433,1623.305908,1638.5683590000001,1644.6766359999999,1690.1085210000001,1710.8161620000001,1676.514404,1608.5439449999999,1715.8394780000001,1680.3645019999999]
["2014-01-20T04:00:02.290",461,984.12982179999995,1414.726318,1137.0852050000001,1119.4194339999999,1315.7337649999999,1212.6683350000001,1171.939331,1438.196899,1381.009399,1442.6647949999999,1489.9213870000001,1538.205078,1587.8139650000001,1612.6152340000001,1622.926025,1677.673096,1700.7364500000001,1670.1845699999999,1606.1220699999999,1706.4266359999999,1672.2285643999999]
["2014-01-20T05:00:02.295",462,1075.3170170000001,1426.7360839999999,1207.198975,1177.163086,1338.803101,1243.1099850000001,1191.4501949999999,1463.5482179999999,1387.505371,1448.1010739999999,1481.3508300000001,1525.3082280000001,1563.434692,1592.911499,1609.602539,1675.02063,1699.080933,1673.504639,1616.3939210000001,1708.3831789999999,1674.4766604000001]
["2014-01-20T06:00:02.300",463,1226.743774,1446.9407960000001,1307.8535159999999,1256.517822,1378.5307620000001,1293.3920900000001,1242.621948,1506.312866,1420.4339600000001,1482.721802,1502.3641359999999,1538.793457,1560.0527340000001,1586.8295900000001,1607.8073730000001,1680.4991460000001,1704.786987,1685.908936,1635.7945560000001,1719.9045410000001,1685.3788331999999]
["2014-01-20T07:00:02.305",464,1425.16626,1465.338379,1384.4395750000001,1367.5946039999999,1432.0670170000001,1358.633423,1313.2086179999999,1560.152466,1471.13147,1537.2208250000001,1545.2799070000001,1577.431885,1582.872803,1603.421509,1623.8732910000001,1695.992432,1718.3066409999999,1705.3789059999999,1659.500732,1738.340332,1703.5038086]
["2014-01-20T08:00:02.310",465,1678.546875,1497.7429199999999,1473.7041019999999,1453.0679929999999,1484.3562010000001,1424.090698,1398.0744629999999,1618.110962,1531.911255,1602.1983640000001,1600.994385,1630.9602050000001,1625.912476,1641.926025,1659.587158,1724.7248540000001,1742.7320560000001,1731.7789310000001,1684.853149,1761.646606,1729.1471192000001]
["2014-01-20T09:00:02.315",466,1699.7939449999999,1533.1495359999999,1476.5863039999999,1547.274414,1533.599976,1479.637573,1470.2269289999999,1671.0703129999999,1593.7368160000001,1670.193481,1660.7344969999999,1689.9483640000001,1678.997803,1694.498413,1708.190063,1764.5943600000001,1777.954956,1765.872803,1712.759155,1790.1441649999999,1762.2650877999999]
["2014-01-20T10:00:02.320",467,2021.298706,1561.051025,1556.200928,1546.5557859999999,1560.437134,1507.862061,1529.6439210000001,1710.307129,1641.7751459999999,1726.8173830000001,1715.7360839999999,1746.69751,1733.1166989999999,1751.7932129999999,1760.6556399999999,1808.901001,1818.4239500000001,1804.8897710000001,1743.3901370000001,1823.5939940000001,1799.8397706000003]
["2014-01-20T11:00:02.325",468,2059.9284670000002,1583.2436520000001,1556.5858149999999,1620.375732,1578.573975,1523.528442,1542.1602780000001,1728.6983640000001,1668.909302,1765.302612,1754.5423579999999,1790.126221,1779.209106,1805.224976,1809.4602050000001,1850.8176269999999,1857.101807,1843.1412350000001,1773.9388429999999,1858.7176509999999,1836.7434326000002]
["2014-01-20T12:00:02.330",469,1999.6843260000001,1588.584717,1532.8645019999999,1618.256226,1593.841553,1536.846558,1556.530884,1726.996216,1669.099976,1772.22876,1771.9765629999999,1813.24353,1809.474731,1844.724365,1847.1015629999999,1884.893188,1888.530029,1875.4644780000001,1800.943726,1890.900269,1868.146338]
["2014-01-20T13:00:02.335",470,1971.5509030000001,1569.0816649999999,1507.37085,1580.497437,1579.046509,1521.2502440000001,1551.758789,1722.5858149999999,1663.2545170000001,1762.3289789999999,1764.5826420000001,1810.5421140000001,1817.9979249999999,1864.0288089999999,1867.7250979999999,1906.2146,1907.8093260000001,1898.0539550000001,1822.095947,1916.4676509999999,1890.1282957999999]
["2014-01-20T14:00:02.340",471,1883.9296879999999,1546.716797,1453.4776609999999,1539.122437,1549.194702,1488.7495120000001,1519.1732179999999,1699.3438719999999,1642.5233149999999,1741.443115,1750.02063,1793.4494629999999,1807.174927,1859.0162350000001,1867.7231449999999,1911.754639,1911.8188479999999,1907.846313,1835.1958010000001,1932.4700929999999,1899.8171387999998]
["2014-01-20T15:00:02.345",472,1801.7067870000001,1518.7054439999999,1414.841187,1467.8811040000001,1512.9761960000001,1446.953491,1476.466064,1661.8714600000001,1604.2745359999999,1702.131592,1724.123047,1768.7117920000001,1787.3305660000001,1839.5073239999999,1851.126221,1901.4011230000001,1899.1583250000001,1902.9888920000001,1838.4305420000001,1936.713379,1895.7384522]
["2014-01-20T16:00:02.350",473,1670.579956,1495.8912350000001,1366.2376710000001,1410.646362,1473.9788820000001,1401.8020019999999,1425.381836,1617.4814449999999,1559.9676509999999,1652.0634769999999,1685.1083980000001,1731.4998780000001,1759.4479980000001,1810.575073,1826.095581,1881.6826169999999,1874.649048,1884.3798830000001,1830.713013,1928.1767580000001,1879.9202637999999]
["2014-01-20T17:00:02.355",474,1332.3798830000001,1479.9858400000001,1301.1530760000001,1345.2735600000001,1439.231812,1357.9986570000001,1377.776001,1567.846558,1514.1710210000001,1596.9445800000001,1640.6173100000001,1685.994263,1724.195557,1771.654663,1792.8427730000001,1856.262939,1844.2082519999999,1856.7939449999999,1814.774658,1909.400513,1856.2880614000001]
["2014-01-20T18:00:02.360",475,1407.897095,1467.919922,1360.5610349999999,1262.0520019999999,1401.1767580000001,1308.2166749999999,1331.536987,1517.3294679999999,1470.94165,1541.865112,1593.100952,1637.990112,1686.184448,1726.9102780000001,1752.6374510000001,1824.1331789999999,1808.8038329999999,1822.7574460000001,1792.84375,1883.894775,1826.4865966000002]
["2014-01-20T19:00:02.365",476,1399.8610839999999,1467.2932129999999,1361.3526609999999,1318.155518,1392.6256100000001,1288.100342,1277.7261960000001,1461.728638,1427.10376,1488.303467,1545.0263669999999,1590.1191409999999,1648.8510739999999,1680.2867429999999,1709.5361330000001,1785.913452,1769.6218260000001,1782.3583980000001,1763.0399170000001,1852.1286620000001,1790.6124510000002]
["2014-01-20T20:00:02.370",477,1416.855225,1464.2025149999999,1344.087158,1333.316284,1408.956177,1298.7894289999999,1273.0076899999999,1416.1214600000001,1388.63501,1431.713135,1493.807251,1541.6076660000001,1612.978394,1634.125366,1665.870361,1742.9676509999999,1729.1723629999999,1737.0969239999999,1724.147217,1813.913086,1749.4594482]
["2014-01-20T21:00:02.375",478,1402.016357,1455.1239009999999,1300.4476320000001,1325.5554199999999,1409.05835,1297.881226,1280.9592290000001,1396.2413329999999,1376.609741,1394.825562,1444.065552,1491.770874,1575.14563,1587.4952390000001,1621.7124020000001,1696.0466309999999,1689.0633539999999,1689.271362,1677.3891599999999,1770.480957,1704.4502928000002]
["2014-01-20T22:00:02.380",479,1365.974121,1438.325073,1264.0108640000001,1289.662476,1393.794922,1278.79126,1273.6813959999999,1379.3199460000001,1370.063721,1377.5351559999999,1413.9960940000001,1455.899048,1539.849731,1540.377808,1575.364746,1644.826904,1649.101807,1640.5141599999999,1625.18335,1723.645996,1656.6544434]
["2014-01-20T23:00:02.385",480,1210.447876,1420.7558590000001,1161.1401370000001,1261.5108640000001,1371.3955080000001,1254.0257570000001,1246.4053960000001,1359.6827390000001,1352.372314,1362.2570800000001,1392.451538,1435.6907960000001,1514.7944339999999,1503.6450199999999,1532.5665280000001,1591.8637699999999,1608.687866,1591.509644,1570.0010990000001,1674.7845460000001,1607.369385]
["2014-01-21T00:00:02.390",481,946.42016599999999,1405.635376,999.28216550000002,1161.085693,1334.150879,1215.361206,1216.311768,1341.705078,1326.9692379999999,1343.161865,1368.8443600000001,1417.0399170000001,1494.036621,1477.954712,1499.912231,1546.005005,1572.8756100000001,1545.241211,1515.340332,1625.7558590000001,1561.0436033999999]
["2014-01-21T01:00:02.395",482,833.12634279999997,1398.7597659999999,961.05041500000004,984.52014159999999,1263.5751949999999,1138.5133060000001,1162.391357,1325.9364009999999,1299.7288820000001,1327.201538,1345.0902100000001,1395.5527340000001,1469.8017580000001,1455.3479,1473.495361,1511.4456789999999,1546.2257079999999,1507.912476,1468.814331,1581.8939210000001,1523.2584229999998]
["2014-01-21T02:00:02.400",483,830.96453859999997,1403.703491,968.56396480000001,933.05444339999997,1207.9780270000001,1069.8951420000001,1066.9975589999999,1295.670288,1257.457764,1309.494751,1326.0614009999999,1377.4033199999999,1443.7635499999999,1432.75,1449.116577,1485.9429929999999,1526.8671879999999,1482.1898189999999,1436.4018550000001,1548.681519,1496.0166747999999]
["2014-01-21T03:00:02.405",484,864.41314699999998,1415.5633539999999,999.07366939999997,946.28930660000003,1201.6015629999999,1057.086548,1006.862183,1264.8439940000001,1204.4429929999999,1275.746582,1301.6599120000001,1359.3698730000001,1419.5836179999999,1413.6240230000001,1429.260376,1468.571533,1512.124268,1466.3709719999999,1417.8648679999999,1527.0545649999999,1478.3972411999998]
["2014-01-21T04:00:02.410",485,916.47625730000004,1438.1866460000001,1041.7211910000001,990.9119263,1221.1213379999999,1080.7485349999999,1006.308411,1268.312866,1182.8774410000001,1251.3774410000001,1272.339966,1333.5351559999999,1392.302246,1395.382568,1415.5604249999999,1461.0111079999999,1503.2561040000001,1459.4772949999999,1410.748047,1515.4576420000001,1469.9900392]
["2014-01-21T05:00:02.415",486,973.54107669999996,1466.362183,1093.372314,1049.2742920000001,1254.3023679999999,1118.9498289999999,1046.0039059999999,1301.7360839999999,1202.6716309999999,1262.4155270000001,1268.168457,1319.493408,1366.39978,1373.934082,1403.0913089999999,1460.3679199999999,1500.346436,1461.839111,1414.0043949999999,1513.415039,1469.9945801999997]
["2014-01-21T06:00:02.420",487,1133.3969729999999,1496.9339600000001,1245.6152340000001,1115.3242190000001,1293.6754149999999,1163.083862,1103.9957280000001,1350.5253909999999,1246.984009,1304.2391359999999,1298.2871090000001,1339.227173,1361.9189449999999,1364.023682,1396.377686,1462.7308350000001,1499.55835,1470.5150149999999,1424.724731,1519.5269780000001,1475.4111818000001]
["2014-01-21T07:00:02.425",488,1243.646362,1532.295044,1355.8881839999999,1290.414673,1360.4682620000001,1236.406616,1167.853638,1402.134033,1300.6733400000001,1361.4589840000001,1350.121948,1387.458862,1388.2014160000001,1381.2353519999999,1410.776611,1474.832275,1504.0733640000001,1482.5960689999999,1437.57251,1529.893433,1485.7935302000001]
["2014-01-21T08:00:02.430",489,1564.31665,1563.931763,1455.360962,1430.021362,1444.1674800000001,1332.1173100000001,1272.321899,1461.8833010000001,1363.0112300000001,1420.9189449999999,1408.2524410000001,1446.5466309999999,1436.831909,1424.116577,1450.5732419999999,1505.278442,1523.549927,1502.343384,1453.3702390000001,1544.338379,1505.7760741999998]
["2014-01-21T09:00:02.435",490,1671.695557,1590.4552000000001,1492.8975829999999,1546.9063719999999,1511.3336179999999,1413.253052,1378.679077,1533.989014,1442.9835210000001,1492.252808,1467.7933350000001,1505.265259,1493.3267820000001,1480.1011960000001,1505.5760499999999,1551.782837,1560.3266599999999,1534.87085,1478.345703,1567.8740230000001,1538.6400146000001]
["2014-01-21T10:00:02.440",491,2509.6201169999999,1602.5463870000001,1709.0379640000001,1588.512939,1551.3789059999999,1461.648682,1459.682861,1594.056274,1515.91626,1566.1816409999999,1534.254639,1567.965698,1552.9719239999999,1538.6088870000001,1562.838013,1603.3854980000001,1606.255981,1577.240356,1513.7924800000001,1602.5313719999999,1580.6411373999999]
["2014-01-21T11:00:02.445",492,3092.522461,1609.81897,1836.711548,1820.817505,1613.2454829999999,1534.1448969999999,1493.744629,1629.926025,1560.292725,1621.555664,1590.2666019999999,1627.298462,1614.410889,1599.599365,1618.4841309999999,1651.3154300000001,1651.0433350000001,1620.4761960000001,1553.172241,1642.8676760000001,1623.7749756000001]
["2014-01-21T12:00:02.450",493,3133.172607,1598.445923,1828.8248289999999,1979.6994629999999,1701.1091309999999,1646.053711,1580.2679439999999,1663.7545170000001,1587.151245,1644.2867429999999,1620.5313719999999,1664.5023189999999,1664.846802,1654.9174800000001,1669.8066409999999,1693.9951169999999,1691.227905,1658.271362,1588.7783199999999,1680.858154,1662.6261715999997]
["2014-01-21T13:00:02.455",494,2715.351318,1577.1044919999999,1723.946533,1969.622437,1728.8510739999999,1703.245361,1677.9501949999999,1727.288086,1641.007568,1674.466553,1633.583862,1675.2136230000001,1690.0748289999999,1690.3973390000001,1705.4487300000001,1727.1595460000001,1723.9027100000001,1689.1408690000001,1618.538452,1712.7894289999999,1694.3062011999998]
["2014-01-21T14:00:02.460",495,2418.0197750000002,1558.17688,1650.8179929999999,1831.6998289999999,1684.1564940000001,1666.2852780000001,1699.8446039999999,1770.5916749999999,1688.418457,1722.016846,1666.7402340000001,1691.5516359999999,1699.9223629999999,1702.7991939999999,1717.22876,1742.8479,1741.4776609999999,1709.3917240000001,1641.005005,1736.8876949999999,1714.3219969999998]
["2014-01-21T15:00:02.465",496,1613.5740969999999,1540.821289,1469.321655,1720.5946039999999,1619.6405030000001,1593.2082519999999,1635.8811040000001,1758.571289,1677.1857910000001,1741.2142329999999,1700.6948239999999,1722.2513429999999,1716.228638,1715.5660399999999,1718.208496,1742.2763669999999,1739.7491460000001,1713.4891359999999,1651.1024170000001,1748.794312,1719.0822756000002]
["2014-01-21T16:00:02.470",497,1313.99353,1530.2623289999999,1426.0120850000001,1496.16272,1539.4959719999999,1501.8486330000001,1561.239624,1712.521362,1620.4769289999999,1707.983154,1696.122803,1729.777466,1728.9770510000001,1733.930664,1725.066284,1741.7967530000001,1730.2885739999999,1704.0780030000001,1647.053345,1745.9708250000001,1713.8375000000001]
["2014-01-21T17:00:02.475",498,1191.7689210000001,1545.784058,1395.8469239999999,1411.3402100000001,1470.0187989999999,1415.6750489999999,1454.4291989999999,1652.6767580000001,1557.872314,1653.2524410000001,1656.8350829999999,1696.0577390000001,1713.8648679999999,1734.024658,1726.7463379999999,1746.853638,1724.5852050000001,1692.9068600000001,1638.8133539999999,1735.7498780000001,1707.7817869999999]
["2014-01-21T18:00:02.480",499,1257.7944339999999,1566.9327390000001,1431.182251,1364.4833980000001,1448.392212,1374.6639399999999,1380.905029,1582.543823,1491.438721,1584.131592,1609.469482,1646.3977050000001,1675.3289789999999,1704.1743160000001,1706.3488769999999,1742.959961,1715.5733640000001,1682.933716,1634.448975,1726.920288,1700.5672608]
["2014-01-21T19:00:02.485",500,1369.273193,1594.849121,1480.8648679999999,1401.2154539999999,1456.059814,1370.9407960000001,1347.3607179999999,1534.0295410000001,1449.317871,1520.2863769999999,1555.3460689999999,1593.66272,1631.25,1659.9291989999999,1670.6264650000001,1721.3016359999999,1692.7657469999999,1665.1391599999999,1626.74585,1716.329956,1684.4564697999999]
["2014-01-21T20:00:02.490",501,1284.164673,1615.8774410000001,1412.1501459999999,1472.554932,1490.663818,1396.2966309999999,1357.0498050000001,1504.5570070000001,1436.9327390000001,1479.434692,1515.177612,1548.7536620000001,1591.6342770000001,1611.0855710000001,1632.0205080000001,1689.1032709999999,1661.065918,1636.0795900000001,1606.182861,1695.7813719999999,1657.6426024]
["2014-01-21T21:00:02.495",502,1233.1807859999999,1624.096313,1355.415649,1420.9178469999999,1501.2615969999999,1399.9182129999999,1394.6004640000001,1496.903564,1449.314697,1463.873413,1494.222534,1523.485596,1566.994995,1569.9643550000001,1596.7735600000001,1653.2174070000001,1628.887207,1602.334106,1575.3676760000001,1665.9019780000001,1625.1416747999999]
["2014-01-21T22:00:02.500",503,1236.700928,1620.621216,1333.924072,1370.0351559999999,1478.29126,1363.899048,1388.0325929999999,1488.2761230000001,1465.986328,1470.2448730000001,1491.793091,1518.4361570000001,1560.4052730000001,1545.3452150000001,1572.3054199999999,1620.3135990000001,1601.7561040000001,1569.897095,1540.947754,1632.7216800000001,1593.1272464000001]
["2014-01-21T23:00:02.505",504,1026.840698,1612.7835689999999,1218.3088379999999,1361.9068600000001,1461.4262699999999,1333.1416019999999,1349.5147710000001,1458.804443,1453.593384,1466.8012699999999,1494.266357,1525.5047609999999,1568.596558,1538.9025879999999,1561.0261230000001,1596.2775879999999,1584.228638,1543.255371,1508.711548,1601.702393,1566.8351075999999]
["2014-01-22T00:00:02.510",505,850.25054929999999,1604.9638669999999,1037.997803,1252.5131839999999,1430.4758300000001,1295.065552,1320.200928,1432.2783199999999,1426.4526370000001,1443.5791019999999,1476.952393,1520.9001459999999,1576.324341,1543.7932129999999,1560.471313,1583.659302,1578.2558590000001,1525.991943,1483.934814,1577.401245,1549.8486326]
["2014-01-22T01:00:02.515",506,829.14733890000002,1602.1295170000001,1026.4169919999999,1053.7822269999999,1355.3133539999999,1208.5631100000001,1262.1082759999999,1413.2985839999999,1401.5828859999999,1422.815918,1448.809448,1498.107178,1566.9291989999999,1541.516846,1558.984009,1578.992432,1581.929932,1519.8511960000001,1470.0529790000001,1563.0177000000001,1542.7688478]
["2014-01-22T02:00:02.520",507,871.9725952,1611.640625,1045.5145259999999,1027.481812,1301.9692379999999,1137.5187989999999,1150.539673,1376.4335940000001,1355.5969239999999,1399.924438,1424.9360349999999,1474.6673579999999,1545.275513,1526.5297849999999,1546.22522,1572.449341,1586.5423579999999,1522.0289310000001,1466.814697,1558.7741699999999,1541.3218993999999]
["2014-01-22T03:00:02.525",508,927.83282469999995,1629.398193,1092.682495,1053.7542719999999,1306.876831,1136.338379,1089.849365,1341.866211,1293.5329589999999,1355.5992429999999,1391.3594969999999,1449.3941649999999,1520.350342,1508.8452150000001,1528.1054690000001,1561.304443,1585.1645510000001,1525.865356,1468.1735839999999,1559.918823,1540.0853514]
["2014-01-22T04:00:02.530",509,987.60992429999999,1655.6854249999999,1153.1395259999999,1113.1832280000001,1336.498169,1173.807861,1098.944702,1353.918823,1271.5830080000001,1326.338745,1350.5749510000001,1411.713745,1485.7974850000001,1487.473389,1510.5162350000001,1551.7821039999999,1581.1363530000001,1529.3670649999999,1469.3450929999999,1561.497314,1538.6255858]
["2014-01-22T05:00:02.535",510,1057.6038820000001,1693.4960940000001,1226.922607,1186.1273189999999,1379.8107910000001,1227.143677,1153.3055420000001,1402.2036129999999,1298.242432,1343.5889890000001,1344.6110839999999,1390.193726,1448.607422,1458.083862,1488.3670649999999,1543.933716,1577.345703,1535.3977050000001,1472.5960689999999,1564.2797849999999,1538.7105956]
["2014-01-22T06:00:02.540",511,1297.4210210000001,1729.350586,1430.1829829999999,1270.060303,1431.9750979999999,1288.2116699999999,1228.751221,1469.4415280000001,1353.3122559999999,1399.5009769999999,1383.3461910000001,1413.687866,1436.485962,1442.434448,1470.2010499999999,1535.8835449999999,1570.530518,1542.601318,1479.1439210000001,1569.848389,1539.6015382]
["2014-01-22T07:00:02.545",512,1433.6004640000001,1766.6660159999999,1537.1573490000001,1495.744385,1518.7238769999999,1388.5676269999999,1313.3436280000001,1540.945923,1420.697388,1475.7071530000001,1451.317871,1474.9121090000001,1462.1319579999999,1461.3660890000001,1478.7036129999999,1540.1785890000001,1567.5113530000001,1549.611206,1486.1080320000001,1576.3165280000001,1543.9451416000002]
["2014-01-22T08:00:02.550",513,1537.8436280000001,1792.5314940000001,1601.966064,1631.8139650000001,1615.195068,1505.4144289999999,1451.9849850000001,1623.27124,1501.9364009999999,1557.018311,1530.4282229999999,1552.778442,1516.822388,1513.572388,1521.0948490000001,1570.469971,1583.6564940000001,1565.1110839999999,1498.2373050000001,1586.6358640000001,1560.8221435999999]
["2014-01-22T09:00:02.555",514,2068.094482,1808.6083980000001,1771.8050539999999,1703.2227780000001,1669.3344729999999,1577.5289310000001,1574.200073,1714.6094969999999,1604.4372559999999,1655.8743899999999,1614.9654539999999,1634.469116,1585.169678,1584.5645750000001,1586.544067,1625.278687,1624.2113039999999,1598.5842290000001,1526.1099850000001,1610.1108400000001,1596.8590090000002]
["2014-01-22T10:00:02.560",515,2155.4968260000001,1818.4490969999999,1875.0821530000001,1885.9925539999999,1727.364014,1645.007568,1637.0854489999999,1771.5413820000001,1683.5225829999999,1750.147095,1707.54126,1723.7548830000001,1663.4853519999999,1662.3236079999999,1660.6538089999999,1691.6721190000001,1680.7109379999999,1648.467529,1572.3516850000001,1651.2330320000001,1648.8870606]
["2014-01-22T11:00:02.565",516,2185.241211,1819.7464600000001,1915.705322,2012.2276609999999,1795.030518,1728.9227289999999,1711.0584719999999,1805.6958010000001,1725.7608640000001,1802.3714600000001,1773.8360600000001,1801.4261469999999,1746.903442,1745.7457280000001,1738.6914059999999,1758.7307129999999,1741.229004,1704.7142329999999,1628.488159,1704.0642089999999,1707.4452635999999]
["2014-01-22T12:00:02.570",517,2099.9846189999998,1817.3092039999999,1880.320068,2058.0512699999999,1828.434937,1780.7631839999999,1778.6248780000001,1844.855957,1767.8170170000001,1834.4316409999999,1802.623413,1839.7438959999999,1810.383423,1817.0972899999999,1812.1361079999999,1822.178711,1800.7329099999999,1759.4173579999999,1683.6419679999999,1758.5303960000001,1764.9002685999999]
["2014-01-22T13:00:02.575",518,2033.2642820000001,1814.7833250000001,1868.0626219999999,2010.0360109999999,1819.827393,1778.171509,1802.969971,1868.2344969999999,1798.1842039999999,1859.959351,1823.525024,1855.36499,1844.7974850000001,1856.671143,1859.6861570000001,1870.1994629999999,1850.980957,1808.373047,1732.814697,1808.675293,1814.2086913999999]
["2014-01-22T14:00:02.580",519,2016.0512699999999,1814.545044,1886.9600829999999,1980.7513429999999,1796.0592039999999,1751.3792719999999,1773.088745,1861.6297609999999,1792.578125,1862.400635,1834.8460689999999,1864.8192140000001,1863.3469239999999,1874.794189,1878.7468260000001,1891.7979740000001,1877.7753909999999,1842.1195070000001,1769.474976,1848.586182,1845.9508060000001]
["2014-01-22T15:00:02.585",520,1927.4873050000001,1816.9932859999999,1888.5850829999999,1991.889038,1790.313721,1744.1088870000001,1737.497437,1836.3110349999999,1757.971436,1832.121582,1822.0432129999999,1856.3664550000001,1866.8050539999999,1881.1953129999999,1882.1450199999999,1894.572876,1881.236206,1853.628784,1784.6204829999999,1869.7037350000001,1856.7524168]
["2014-01-22T16:00:02.590",521,2012.3397219999999,1821.0920410000001,1875.9688719999999,1988.0200199999999,1794.335693,1751.1602780000001,1730.3051760000001,1821.206177,1729.7493899999999,1790.4107670000001,1789.875366,1823.985962,1846.7802730000001,1870.0726320000001,1870.616211,1888.353394,1871.4514160000001,1848.444092,1781.1724850000001,1871.6191409999999,1852.2081056]
["2014-01-22T17:00:02.595",522,1446.317871,1825.8123780000001,1732.0001219999999,1965.0447999999999,1792.222168,1749.6728519999999,1734.1239009999999,1819.366943,1722.8792719999999,1764.5036620000001,1764.3795170000001,1788.2514650000001,1809.6423339999999,1839.397217,1840.7064210000001,1872.3883060000001,1851.157471,1833.278564,1769.1994629999999,1862.0445560000001,1837.6136720000002]
["2014-01-22T18:00:02.600",523,1558.8937989999999,1828.900024,1834.6751710000001,1795.159668,1752.038818,1700.4307859999999,1730.997192,1815.2146,1721.912231,1753.7319339999999,1757.440186,1771.2585449999999,1777.353394,1804.849731,1802.2788089999999,1846.7579350000001,1819.833496,1808.3793949999999,1751.990967,1845.2617190000001,1814.4447024000001]
["2014-01-22T19:00:02.605",524,1608.6523440000001,1832.3515629999999,1831.5615230000001,1886.7364500000001,1738.4195560000001,1671.9298100000001,1667.169312,1785.5611570000001,1704.1998289999999,1744.685669,1757.153687,1769.3283690000001,1762.6679690000001,1783.167236,1773.5889890000001,1821.6400149999999,1785.7114260000001,1775.794922,1729.0802000000001,1821.5257570000001,1786.750464]
["2014-01-22T20:00:02.610",525,1643.4111330000001,1823.3881839999999,1829.6827390000001,1904.348999,1767.269409,1698.176025,1672.4039310000001,1747.788086,1669.599731,1708.9061280000001,1744.0198969999999,1763.6640629999999,1760.4057620000001,1774.128418,1761.584595,1806.9970699999999,1761.6673579999999,1744.682129,1705.6451420000001,1795.1857910000001,1762.8354979999999]
["2014-01-22T21:00:02.615",526,1642.7490230000001,1799.2725829999999,1782.419922,1912.3885499999999,1773.461182,1710.9179690000001,1697.9530030000001,1745.1411129999999,1673.397095,1687.6374510000001,1713.540894,1737.888794,1753.325562,1765.0982670000001,1758.2620850000001,1801.1906739999999,1751.807129,1723.076904,1689.358154,1774.2066649999999,1747.9279051999997]
["2014-01-22T22:00:02.620",527,1520.4609379999999,1767.855225,1696.978149,1875.270264,1759.1759030000001,1697.666504,1705.9445800000001,1740.784058,1688.425293,1691.4913329999999,1706.130615,1720.3120120000001,1743.237183,1744.319336,1749.191284,1792.89978,1749.1960449999999,1710.1982419999999,1680.7849120000001,1761.6791989999999,1738.9516355999999]
["2014-01-22T23:00:02.625",528,1293.668457,1732.4384769999999,1558.3388669999999,1795.3432620000001,1722.15625,1659.506836,1684.0462649999999,1726.9857179999999,1686.143677,1694.2138669999999,1707.261475,1722.447876,1747.6363530000001,1730.667236,1737.848389,1774.927612,1743.115112,1698.514038,1672.267822,1752.6060789999999,1728.2861325999997]
["2014-01-23T00:00:02.630",529,1014.834778,1702.8964840000001,1273.6457519999999,1653.473755,1660.590942,1594.149048,1636.233154,1703.3969729999999,1664.782471,1685.0825199999999,1698.8688959999999,1721.838745,1758.1944579999999,1729.6954350000001,1736.1186520000001,1757.8599850000001,1736.834351,1684.861572,1655.939331,1739.7146,1715.0419677999998]
["2014-01-23T01:00:02.635",530,906.32226560000004,1684.780518,1213.0318600000001,1341.0896,1547.7929690000001,1467.4750979999999,1558.5058590000001,1671.767578,1628.604004,1665.3416749999999,1679.587524,1707.8479,1758.195923,1728.8111570000001,1736.5582280000001,1748.212769,1737.4964600000001,1676.2319339999999,1636.8436280000001,1724.888428,1704.7346438]
["2014-01-23T02:00:02.640",531,911.25122069999998,1683.143311,1193.3469239999999,1254.68103,1452.9676509999999,1348.25647,1404.6499020000001,1615.3472899999999,1567.328491,1635.6286620000001,1653.651611,1685.264404,1742.883057,1719.825928,1729.0996090000001,1740.9528809999999,1741.002808,1675.891357,1623.677612,1715.038086,1699.3125488000001]
["2014-01-23T03:00:02.645",532,917.83825679999995,1692.593018,1183.2032469999999,1239.262207,1433.7366939999999,1315.349365,1305.7883300000001,1551.1970209999999,1482.74353,1574.4632570000001,1614.056885,1654.6354980000001,1716.1301269999999,1703.831909,1713.646362,1732.3964840000001,1740.6801760000001,1679.3900149999999,1616.880371,1711.1708980000001,1696.1035887999999]
["2014-01-23T04:00:02.650",533,1013.080627,1711.8085940000001,1280.544067,1238.4173579999999,1439.1108400000001,1321.5595699999999,1287.463135,1539.5557859999999,1443.3123780000001,1523.140259,1559.6748050000001,1606.8416749999999,1674.0924070000001,1680.1132809999999,1693.8260499999999,1724.639038,1736.3588870000001,1683.3420410000001,1613.8226320000001,1710.2811280000001,1693.6887452000003]
["2014-01-23T05:00:02.655",534,1139.6763920000001,1739.8100589999999,1407.0676269999999,1353.772217,1477.208496,1361.8085940000001,1307.0695800000001,1563.665405,1456.993774,1522.049683,1540.6391599999999,1573.3767089999999,1625.924683,1643.997192,1666.7459719999999,1717.259155,1730.2779539999999,1688.6798100000001,1615.2563479999999,1711.87915,1692.6704834]
["2014-01-23T06:00:02.660",535,1364.8084719999999,1767.841064,1558.7561040000001,1513.433716,1554.306885,1447.8676760000001,1381.241211,1611.8785399999999,1499.8594969999999,1556.329956,1566.417236,1586.90625,1604.705322,1620.2882079999999,1642.5272219999999,1708.492798,1720.4970699999999,1694.6213379999999,1621.950928,1716.784668,1692.4693603999999]
["2014-01-23T07:00:02.665",536,1701.822144,1798.5078129999999,1828.8422849999999,1699.6202390000001,1647.2689210000001,1558.582275,1499.0061040000001,1688.8801269999999,1576.2382809999999,1621.508057,1619.2270510000001,1635.7489009999999,1622.5607910000001,1632.065308,1646.674438,1712.181763,1715.325073,1700.752563,1631.0969239999999,1723.4064940000001,1696.5525634000001]
["2014-01-23T08:00:02.670",537,1737.858643,1818.1732179999999,1711.9810789999999,2014.981567,1774.5513920000001,1708.068237,1634.4001459999999,1779.812134,1676.8374020000001,1714.556274,1697.5264890000001,1707.943115,1671.587524,1675.8016359999999,1684.5279539999999,1741.9682620000001,1731.359009,1716.5710449999999,1647.3941649999999,1735.143677,1714.4872316000001]
["2014-01-23T09:00:02.675",538,1953.7626949999999,1821.8134769999999,1935.2303469999999,1903.7971190000001,1826.575317,1784.880249,1814.3135990000001,1885.4697269999999,1790.7802730000001,1818.608643,1790.4884030000001,1797.8569339999999,1745.0257570000001,1744.594971,1746.6370850000001,1794.413086,1771.8458250000001,1750.6405030000001,1680.552124,1761.114014,1751.7131104]
["2014-01-23T10:00:02.680",539,2056.2258299999999,1823.35376,1933.1801760000001,2111.7165530000002,1845.915894,1810.934448,1837.2860109999999,1960.2454829999999,1890.2028809999999,1937.2567140000001,1887.302856,1892.8937989999999,1832.1623540000001,1830.2308350000001,1824.9438479999999,1860.318726,1829.2098390000001,1799.896362,1730.0756839999999,1803.833862,1804.6668945999998]
["2014-01-23T11:00:02.685",540,1999.7216800000001,1818.424927,1920.8702390000001,2115.9453130000002,1890.07251,1864.5432129999999,1883.1163329999999,1972.321899,1907.291138,1989.471802,1966.7231449999999,1981.338745,1924.360962,1921.046875,1908.3416749999999,1930.329712,1894.855591,1856.569702,1787.373047,1857.1336670000001,1865.2523438000001]
["2014-01-23T12:00:02.690",541,1978.319702,1814.6333010000001,1915.8673100000001,2075.318115,1877.3546140000001,1867.2860109999999,1904.9182129999999,1999.8088379999999,1921.321533,2003.0942379999999,1977.3654790000001,2013.2509769999999,1990.359375,2003.3292240000001,1986.3948969999999,1995.8398440000001,1959.267822,1913.126953,1843.5153809999999,1912.7545170000001,1924.9009033999998]
["2014-01-23T13:00:02.695",542,1928.548828,1813.913452,1909.690308,2043.2202150000001,1854.610962,1844.473755,1878.8717039999999,1998.319702,1920.675293,2009.080933,1978.317749,2006.3819579999999,2007.9013669999999,2037.643188,2031.824707,2044.4995120000001,2013.268677,1963.0230710000001,1891.314453,1963.448486,1975.1108398000001]
["2014-01-23T14:00:02.700",543,1874.8709719999999,1810.6259769999999,1916.8713379999999,2016.434448,1838.630737,1829.2542719999999,1842.9541019999999,1978.429443,1889.584595,1986.818115,1969.096558,1994.829712,2002.521606,2038.2335210000001,2034.6489260000001,2057.0825199999999,2036.348999,1995.3548579999999,1924.3188479999999,2002.3482670000001,2003.0906983999998]
["2014-01-23T15:00:02.705",544,1874.6281739999999,1807.8551030000001,1932.2608640000001,2008.150024,1830.012573,1824.2802730000001,1820.3271480000001,1960.3081050000001,1857.4420170000001,1949.7879640000001,1941.5517580000001,1968.862793,1982.0744629999999,2024.3704829999999,2018.8748780000001,2043.415649,2026.3781739999999,1998.8157960000001,1929.9385990000001,2017.7823490000001,2003.2661134000002]
["2014-01-23T16:00:02.710",545,1774.5321039999999,1805.886841,1876.3858640000001,2014.177856,1830.432129,1826.371582,1814.98999,1949.1998289999999,1840.0981449999999,1919.054443,1916.012939,1935.552856,1946.626221,1995.205688,1990.3558350000001,2021.0251459999999,2000.716797,1981.5447999999999,1911.4105219999999,2008.2810059999999,1984.5956541999999]
["2014-01-23T17:00:02.715",546,1759.642822,1799.803345,1861.956177,1944.990967,1817.369629,1808.9095460000001,1821.9014890000001,1942.5916749999999,1836.710327,1901.380371,1904.7586670000001,1914.4573969999999,1910.215698,1959.8396,1952.411499,1993.8666989999999,1967.1518550000001,1955.533936,1885.525269,1986.134399,1957.6424316]
["2014-01-23T18:00:02.720",547,1810.012573,1796.7094729999999,1862.2509769999999,1915.8436280000001,1794.8007809999999,1773.7208250000001,1801.1697999999999,1924.362061,1834.2391359999999,1893.707764,1905.3743899999999,1910.262207,1887.1782229999999,1932.8804929999999,1919.2265629999999,1967.852905,1930.4326169999999,1924.591553,1860.1319579999999,1960.139893,1928.6297852]
["2014-01-23T19:00:02.725",548,1788.5020750000001,1790.437866,1780.2783199999999,1915.8232419999999,1787.7344969999999,1750.675293,1775.194336,1884.5538329999999,1815.0271,1875.0288089999999,1904.592163,1913.1136469999999,1881.1333010000001,1919.954346,1901.2935789999999,1951.974976,1900.8610839999999,1893.741577,1838.3889160000001,1934.1292719999999,1903.8191649999997]
["2014-01-23T20:00:02.730",549,1792.934448,1779.0913089999999,1784.9860839999999,1831.8210449999999,1766.1170649999999,1715.4918210000001,1759.841064,1841.753418,1792.1383060000001,1843.0928960000001,1885.1795649999999,1903.779663,1882.5458980000001,1915.294312,1898.0158690000001,1948.2607419999999,1885.9571530000001,1870.6204829999999,1825.3154300000001,1913.4704589999999,1888.7248533999998]
["2014-01-23T21:00:02.735",550,1719.719482,1752.8549800000001,1682.0661620000001,1839.2558590000001,1742.8325199999999,1676.899658,1711.9938959999999,1791.1370850000001,1766.846802,1809.6232910000001,1854.3408199999999,1878.6552730000001,1880.2189940000001,1904.802856,1898.2108149999999,1949.044067,1884.1138920000001,1858.1954350000001,1822.5076899999999,1902.2486570000001,1883.2219482]
["2014-01-23T22:00:02.740",551,1431.3435059999999,1721.6585689999999,1428.223755,1744.2028809999999,1711.983154,1637.6308590000001,1675.701172,1733.9794919999999,1725.4636230000001,1761.5529790000001,1814.9075929999999,1845.465332,1874.166504,1884.9626459999999,1891.6621090000001,1942.174438,1885.405518,1851.728149,1824.11499,1898.27063,1880.3387450000002]
["2014-01-23T23:00:02.745",552,1098.545044,1690.6057129999999,1270.4228519999999,1469.650513,1614.8355710000001,1528.8222659999999,1615.2254640000001,1685.9562989999999,1683.9536129999999,1711.5581050000001,1760.9296879999999,1798.8686520000001,1859.586182,1858.4411620000001,1877.1403809999999,1923.11438,1881.684448,1843.4300539999999,1819.3641359999999,1893.5742190000001,1872.2334473999999]
["2014-01-24T00:00:02.750",553,958.19482419999997,1670.469482,1202.7064210000001,1284.8660890000001,1497.318115,1385.957275,1470.251587,1614.4395750000001,1617.4223629999999,1661.0943600000001,1708.2152100000001,1746.5167240000001,1831.3587649999999,1821.3046879999999,1850.6062010000001,1893.138672,1871.1883539999999,1830.2416989999999,1802.0939940000001,1881.73938,1855.6804197999998]
["2014-01-24T01:00:02.755",554,862.68084720000002,1665.128784,1143.282837,1211.6107179999999,1432.569702,1300.2768550000001,1324.687866,1523.258057,1511.7933350000001,1580.3210449999999,1644.0036620000001,1689.9876710000001,1792.207275,1779.16626,1811.46228,1853.109741,1851.4686280000001,1812.0699460000001,1773.829346,1862.029663,1830.5014648000001]
["2014-01-24T02:00:02.760",555,891.05975339999998,1668.7711179999999,1159.346436,1158.327759,1405.142212,1265.930664,1247.486938,1467.2441409999999,1424.3847659999999,1491.4555660000001,1557.848999,1613.259888,1732.8310550000001,1730.822388,1764.289307,1808.974731,1823.506592,1788.892578,1737.9047849999999,1835.751831,1799.0061033999998]
["2014-01-24T03:00:02.765",556,926.21325679999995,1681.847534,1182.0424800000001,1186.6904300000001,1404.9442140000001,1264.986938,1218.9291989999999,1457.152466,1388.5688479999999,1442.616577,1490.314453,1536.669922,1653.3937989999999,1666.5,1704.543091,1763.1114500000001,1790.1678469999999,1763.241577,1700.4053960000001,1806.2248540000001,1764.6302248]
["2014-01-24T04:00:02.770",557,989.68994139999995,1704.0097659999999,1241.809448,1229.141846,1429.585327,1292.8945309999999,1240.1567379999999,1479.6385499999999,1391.6967770000001,1439.01062,1469.78772,1500.7687989999999,1584.1789550000001,1602.593384,1637.8363039999999,1713.4460449999999,1749.2105710000001,1735.5177000000001,1666.5760499999999,1777.115845,1728.3732422]
["2014-01-24T05:00:02.775",558,1096.2192379999999,1734.4913329999999,1342.5230710000001,1308.739624,1468.8048100000001,1338.5191649999999,1291.2124020000001,1528.384155,1426.935913,1473.7486570000001,1489.18335,1511.8911129999999,1550.9782709999999,1568.0954589999999,1590.8134769999999,1671.76001,1706.5668949999999,1705.3863530000001,1636.2757570000001,1748.609009,1693.7196048000001]
["2014-01-24T06:00:02.780",559,1346.1042480000001,1764.8927000000001,1497.5239260000001,1433.1236570000001,1528.3549800000001,1405.7303469999999,1364.1942140000001,1588.567749,1482.6279300000001,1535.040894,1540.1437989999999,1557.8238530000001,1557.567505,1571.9841309999999,1582.0299070000001,1657.3344729999999,1681.0855710000001,1682.253052,1614.3370359999999,1724.189697,1671.8399658000003]
["2014-01-24T07:00:02.785",560,1593.3325199999999,1790.0760499999999,1634.33728,1618.542236,1610.7436520000001,1501.6606449999999,1458.244751,1656.580078,1551.950317,1609.8038329999999,1607.931885,1624.7298579999999,1597.227173,1609.8637699999999,1610.9052730000001,1676.7753909999999,1685.6832280000001,1679.9682620000001,1613.1683350000001,1714.9377440000001,1674.1065920000001]
["2014-01-24T08:00:02.790",561,1742.392578,1809.5111079999999,1673.935669,1786.0850829999999,1698.879639,1610.203125,1576.8007809999999,1732.9323730000001,1633.884155,1691.752808,1681.565552,1699.5708010000001,1658.671509,1670.4758300000001,1667.830078,1723.980957,1719.5867920000001,1703.348755,1639.0748289999999,1729.5498050000001,1703.1082276000002]
["2014-01-24T09:00:02.795",562,2095.866211,1814.6256100000001,1871.0876459999999,1835.0557859999999,1750.604126,1680.896851,1688.774048,1811.8951420000001,1722.5513920000001,1779.573486,1756.5191649999999,1775.1805420000001,1731.7230219999999,1741.6136469999999,1739.42688,1786.4719239999999,1773.5189210000001,1747.1845699999999,1686.8367920000001,1766.7841800000001,1752.1592774000001]
["2014-01-24T10:00:02.800",563,2064.546875,1819.8666989999999,1851.966797,2043.3532709999999,1805.507202,1751.4820560000001,1737.906616,1866.5086670000001,1789.863525,1860.227539,1828.5009769999999,1848.0805660000001,1809.287476,1815.013672,1814.1949460000001,1851.2962649999999,1835.248779,1801.4285890000001,1744.2482910000001,1817.64978,1809.9743407999999]
["2014-01-24T11:00:02.805",564,2016.240356,1810.5828859999999,1841.1617429999999,2029.0017089999999,1845.701294,1810.2196039999999,1814.840332,1904.2413329999999,1824.4758300000001,1902.883057,1878.649048,1905.6046140000001,1881.545044,1885.25415,1884.4267580000001,1909.8394780000001,1894.357544,1856.0460210000001,1798.3980710000001,1870.8991699999999,1865.9080568000002]
["2014-01-24T12:00:02.810",565,1989.4141850000001,1811.0642089999999,1836.0748289999999,1991.070068,1825.918091,1802.9522710000001,1836.3260499999999,1943.1485600000001,1858.2623289999999,1935.6464840000001,1899.6085210000001,1930.7810059999999,1928.4194339999999,1939.9986570000001,1940.7717290000001,1957.3847659999999,1944.087158,1903.9655760000001,1840.9095460000001,1917.7692870000001,1912.8232665999999]
["2014-01-24T13:00:02.815",566,1950.054932,1814.2274170000001,1836.626221,1962.041626,1805.9521480000001,1779.1673579999999,1807.9075929999999,1941.452393,1856.0491939999999,1949.39624,1918.7248540000001,1942.8908690000001,1947.3382570000001,1966.132568,1969.4277340000001,1986.7780760000001,1977.349121,1940.217529,1869.115967,1953.6864009999999,1945.4294187999999]
["2014-01-24T14:00:02.820",567,1963.4920649999999,1815.5379640000001,1849.0207519999999,1942.799927,1794.834595,1767.4686280000001,1778.125,1924.637207,1824.758423,1927.1168210000001,1913.843384,1942.5867920000001,1948.9686280000001,1976.658936,1974.123779,1994.257568,1986.1579589999999,1958.579956,1881.480591,1975.3081050000001,1959.1568358]
["2014-01-24T15:00:02.825",568,1949.393311,1813.9368899999999,1860.7375489999999,1938.7620850000001,1790.9332280000001,1764.703491,1763.8929439999999,1911.453491,1800.010986,1893.9604489999999,1889.6016850000001,1919.02124,1928.2142329999999,1970.2120359999999,1964.8989260000001,1989.9647219999999,1976.3891599999999,1957.6292719999999,1877.0886230000001,1979.7100829999999,1956.1563719999999]
["2014-01-24T16:00:02.830",569,1832.412476,1812.4676509999999,1804.994751,1937.842163,1791.014893,1764.13147,1762.30188,1902.3088379999999,1789.421875,1868.799927,1870.5582280000001,1891.651001,1892.575317,1944.2589109999999,1939.4388429999999,1977.9133300000001,1956.0812989999999,1944.753418,1864.466797,1971.460693,1942.9351073999999]
["2014-01-24T17:00:02.835",570,1801.7910159999999,1809.1953129999999,1776.614624,1865.143433,1775.0863039999999,1741.368164,1764.2508539999999,1891.0399170000001,1786.20874,1852.4073490000001,1862.454712,1877.233154,1862.3554690000001,1914.2143550000001,1907.1304929999999,1958.5622559999999,1926.894409,1923.727539,1851.2220460000001,1957.2933350000001,1923.5399169999996]
["2014-01-24T18:00:02.840",571,1835.248047,1806.2921140000001,1746.62915,1818.7148440000001,1747.7312010000001,1699.029419,1736.1083980000001,1863.153198,1776.7558590000001,1838.247192,1858.017456,1872.1551509999999,1847.9643550000001,1893.3148189999999,1883.6311040000001,1940.720703,1896.5469969999999,1896.9073490000001,1838.0124510000001,1939.360962,1902.3096924000001]
["2014-01-24T19:00:02.845",572,1753.3542480000001,1802.423828,1695.4772949999999,1782.3170170000001,1727.8857419999999,1661.458862,1698.4448239999999,1812.5563959999999,1747.5277100000001,1808.2017820000001,1844.404053,1863.883423,1846.240112,1881.794678,1873.2260739999999,1931.1766359999999,1875.505615,1871.4555660000001,1827.695557,1920.952393,1885.3571534000002]
["2014-01-24T20:00:02.850",573,1827.802246,1791.4600829999999,1718.4454350000001,1729.393433,1705.59375,1623.7664789999999,1662.6923830000001,1756.599121,1711.2387699999999,1762.6798100000001,1809.158203,1837.4339600000001,1844.6331789999999,1871.025024,1869.224487,1926.6179199999999,1865.8363039999999,1852.633057,1823.2386469999999,1906.9758300000001,1875.0603515999999]
["2014-01-24T21:00:02.855",574,1715.336182,1771.236938,1629.5211179999999,1763.282837,1696.2937010000001,1603.1136469999999,1618.356689,1699.8858640000001,1674.0627440000001,1712.880737,1761.1513669999999,1793.440308,1832.442871,1848.673828,1859.1961670000001,1916.9298100000001,1860.872803,1838.3077390000001,1820.7495120000001,1897.4970699999999,1866.8713868]
["2014-01-24T22:00:02.860",575,1632.0493160000001,1740.274414,1547.227539,1687.7797849999999,1678.649048,1582.0830080000001,1600.173096,1654.084351,1637.930908,1660.1104740000001,1708.2333980000001,1742.627686,1809.852905,1813.4418949999999,1835.1214600000001,1892.1258539999999,1850.1766359999999,1821.4187010000001,1810.8057859999999,1886.4270019999999,1852.1907957999999]
["2014-01-24T23:00:02.865",576,1078.556274,1709.350586,1276.486328,1607.3709719999999,1631.8992920000001,1533.142212,1558.310669,1624.4051509999999,1611.8133539999999,1621.451904,1656.913818,1690.935669,1777.814087,1770.731812,1798.6611330000001,1851.3170170000001,1828.1944579999999,1795.960693,1784.471436,1865.864624,1825.1616455999999]
["2014-01-25T00:00:02.870",577,994.67089840000006,1683.434082,1228.119019,1318.741211,1536.1604,1426.9454350000001,1498.221802,1591.7172849999999,1575.307495,1589.571899,1619.3114009999999,1649.808716,1740.7879640000001,1725.3328859999999,1753.4605710000001,1800.532471,1796.6639399999999,1762.1417240000001,1740.8466800000001,1832.7030030000001,1786.5775636000003]
["2014-01-25T01:00:02.875",578,890.0586548,1676.857788,1162.693726,1250.591553,1447.3876949999999,1320.0908199999999,1360.0745850000001,1543.894775,1518.079956,1557.647461,1584.5513920000001,1617.070923,1703.1773679999999,1686.3991699999999,1707.2479249999999,1748.071899,1759.7166749999999,1724.2463379999999,1687.3432620000001,1790.5635990000001,1741.9883546000001]
["2014-01-25T02:00:02.880",579,898.31884769999999,1678.0532229999999,1156.3131100000001,1188.5419919999999,1418.919189,1280.0749510000001,1272.4936520000001,1488.2691649999999,1438.4151609999999,1501.955811,1544.846313,1583.9086910000001,1663.0291749999999,1653.1673579999999,1666.4842530000001,1703.762207,1724.396851,1688.0230710000001,1634.1743160000001,1746.330078,1699.3373046000002]
["2014-01-25T03:00:02.885",580,945.26013179999995,1686.510376,1195.929077,1186.709106,1410.2905270000001,1273.123413,1239.6125489999999,1478.8504640000001,1398.1285399999999,1458.4300539999999,1494.8336179999999,1539.6282960000001,1613.8951420000001,1620.8964840000001,1631.18335,1671.872803,1695.7883300000001,1659.581909,1592.091797,1708.1448969999999,1665.4959471999998]
["2014-01-25T04:00:02.890",581,995.03601070000002,1702.29126,1240.1148679999999,1239.354736,1429.8397219999999,1296.168823,1248.8717039999999,1497.6145019999999,1400.9204099999999,1456.573975,1478.341797,1511.211548,1563.522827,1582.634888,1596.9837649999999,1650.1751710000001,1674.7274170000001,1641.759033,1567.5245359999999,1681.995361,1643.2363035999999]
["2014-01-25T05:00:02.895",582,1117.337158,1720.75,1351.221558,1300.305664,1465.485596,1339.2841800000001,1296.137573,1539.4182129999999,1432.4750979999999,1487.4620359999999,1499.381226,1523.8302000000001,1540.5379640000001,1559.3682859999999,1571.8355710000001,1635.445923,1658.0830080000001,1633.001221,1560.331177,1669.1058350000001,1631.1934328]
["2014-01-25T06:00:02.900",583,1383.2623289999999,1747.4335940000001,1534.659058,1431.7238769999999,1519.539673,1403.4991460000001,1360.787231,1593.9884030000001,1485.8652340000001,1543.8029790000001,1546.5974120000001,1568.261475,1555.2220460000001,1568.5635990000001,1576.2689210000001,1638.1369629999999,1652.339111,1632.3908690000001,1565.5501710000001,1666.6335449999999,1631.0101318]
["2014-01-25T07:00:02.905",584,1675.8726810000001,1784.9030760000001,1690.0196530000001,1650.461548,1610.622314,1508.585693,1452.4482419999999,1654.6761469999999,1551.479126,1612.189087,1609.9682620000001,1630.9018550000001,1600.7769780000001,1608.179443,1613.6264650000001,1667.6839600000001,1669.970947,1647.332275,1584.505981,1676.0169679999999,1649.1020261999997]
["2014-01-25T08:00:02.910",585,1789.5954589999999,1809.7010499999999,1728.5683590000001,1844.8167719999999,1716.708862,1634.690186,1585.5778809999999,1732.1945800000001,1634.9652100000001,1688.736938,1677.932129,1699.845947,1664.734375,1668.772095,1674.044922,1719.977539,1712.345581,1683.462158,1622.021362,1703.0009769999999,1688.1615234000001]
["2014-01-25T09:00:02.915",586,1941.774658,1824.3870850000001,1783.6210940000001,1896.8861079999999,1777.3549800000001,1716.299438,1718.221313,1822.1705320000001,1735.7232670000001,1780.6235349999999,1752.2836910000001,1771.502808,1736.1154790000001,1738.3580320000001,1744.498047,1783.5445560000001,1770.4259030000001,1736.2867429999999,1674.8957519999999,1747.7016599999999,1742.5709228000001]
["2014-01-25T10:00:02.920",587,2046.2558590000001,1833.0615230000001,1797.0333250000001,1946.209106,1798.3208010000001,1745.613159,1776.4327390000001,1886.959595,1816.8164059999999,1873.4073490000001,1833.4398189999999,1849.1795649999999,1812.159302,1811.4001459999999,1815.0908199999999,1846.5889890000001,1832.123047,1795.394775,1732.7456050000001,1802.2954099999999,1801.8295652000002]
["2014-01-25T11:00:02.925",588,1949.0876459999999,1842.224976,1843.4365230000001,1950.2459719999999,1806.565186,1757.084351,1791.814331,1909.773682,1843.697876,1925.4959719999999,1895.670288,1918.48999,1887.010254,1887.178711,1883.397827,1903.665039,1889.000366,1851.1936040000001,1784.6264650000001,1856.3743899999999,1856.9719728]
["2014-01-25T12:00:02.930",589,2039.7303469999999,1845.267212,1865.034302,1985.1645510000001,1813.57312,1768.3657229999999,1785.627686,1914.9997559999999,1839.569336,1934.3522949999999,1913.547241,1948.6926269999999,1937.6757809999999,1952.0079350000001,1943.1995850000001,1954.147827,1938.70874,1899.484375,1825.4208980000001,1903.153687,1904.1831054000002]
["2014-01-25T13:00:02.935",590,1897.7742920000001,1852.320068,1848.6374510000001,1996.2124020000001,1821.988525,1784.1416019999999,1787.625,1916.415405,1828.119751,1921.161987,1904.745361,1940.8206789999999,1947.727783,1982.2146,1976.1667480000001,1990.630005,1976.3526609999999,1938.712524,1856.664673,1941.4041749999999,1940.7528076000003]
["2014-01-25T14:00:02.940",591,2055.2072750000002,1840.7932129999999,1904.920654,1961.4882809999999,1816.738525,1782.5749510000001,1790.58374,1922.194702,1822.5394289999999,1906.1116939999999,1890.4418949999999,1919.9277340000001,1928.7727050000001,1977.922607,1974.336914,2001.3801269999999,1989.912842,1962.333374,1877.9429929999999,1969.4338379999999,1960.2006348]
["2014-01-25T15:00:02.945",592,2008.50415,1833.366943,1883.192871,2004.1999510000001,1815.497437,1786.090698,1777.1793210000001,1920.0382079999999,1814.9792480000001,1894.397461,1883.2963870000001,1904.6457519999999,1902.036621,1956.9033199999999,1951.7294919999999,1989.205078,1976.5766599999999,1963.1049800000001,1883.1032709999999,1980.9113769999999,1958.5802732]
["2014-01-25T16:00:02.950",593,1941.8500979999999,1820.0935059999999,1874.190186,1972.9724120000001,1817.5775149999999,1790.6004640000001,1787.7847899999999,1913.2545170000001,1804.473755,1876.704346,1878.2658690000001,1896.0249020000001,1880.7707519999999,1935.968384,1926.1701660000001,1969.0859379999999,1948.618408,1945.092529,1872.5279539999999,1973.769409,1941.8188476]
["2014-01-25T17:00:02.955",594,1848.6938479999999,1804.567871,1725.684692,1946.958862,1803.4417719999999,1774.969971,1787.9632570000001,1907.7108149999999,1804.4910890000001,1865.8339840000001,1871.7426760000001,1886.727783,1864.653198,1919.2651370000001,1906.42688,1953.3592530000001,1920.7510990000001,1920.283447,1856.861938,1955.9533690000001,1921.4418212]
["2014-01-25T18:00:02.960",595,1912.7064210000001,1789.040649,1773.54187,1772.184448,1754.325562,1713.2523189999999,1775.095947,1883.617432,1797.954956,1855.3101810000001,1871.0805660000001,1881.9141850000001,1855.3522949999999,1904.2633060000001,1891.2905270000001,1943.572144,1899.368164,1897.4086910000001,1846.1864009999999,1937.98999,1904.9050779999998]
["2014-01-25T19:00:02.965",596,1962.994995,1774.459961,1737.226807,1803.4486079999999,1718.343018,1657.602783,1698.0805660000001,1829.432861,1768.7581789999999,1833.2392580000001,1860.9760739999999,1876.244629,1855.408203,1894.8332519999999,1881.727173,1935.9796140000001,1883.2337649999999,1877.3752440000001,1841.4047849999999,1924.0581050000001,1892.4103025999998]
["2014-01-25T20:00:02.970",597,1819.4888920000001,1753.8905030000001,1668.9171140000001,1778.0263669999999,1715.5493160000001,1643.7017820000001,1664.2375489999999,1758.493164,1714.6777340000001,1776.6639399999999,1827.7360839999999,1854.296875,1856.373779,1885.3867190000001,1877.014038,1928.9399410000001,1872.3355710000001,1858.732178,1836.5950929999999,1911.8726810000001,1881.6950928000001]
["2014-01-25T21:00:02.975",598,1800.502563,1724.5601810000001,1636.3438719999999,1710.4837649999999,1688.107544,1612.238159,1642.6831050000001,1713.444702,1683.3927000000001,1719.9530030000001,1768.165649,1803.7196039999999,1842.0318600000001,1864.4643550000001,1867.244385,1916.862427,1864.446899,1841.4388429999999,1827.283936,1898.971558,1869.8007325999999]
["2014-01-25T22:00:02.980",599,1652.2982179999999,1693.5133060000001,1541.7742920000001,1684.569336,1655.732788,1572.025879,1595.2246090000001,1667.8116460000001,1656.634399,1678.841797,1719.9072269999999,1749.9995120000001,1811.7856449999999,1822.523682,1839.908203,1890.2889399999999,1851.990967,1822.5532229999999,1809.448486,1882.9057620000001,1851.4374756000002]
["2014-01-25T23:00:02.985",600,1177.9567870000001,1663.1920170000001,1308.2185059999999,1599.411621,1619.356323,1531.0639650000001,1550.594482,1623.9060059999999,1616.5192870000001,1634.0939940000001,1677.100342,1708.6484379999999,1781.448975,1777.085327,1798.6439210000001,1845.372314,1826.3735349999999,1796.0794679999999,1777.958862,1859.049438,1820.9667234000001]
["2014-01-26T00:00:02.990",601,957.76080320000005,1641.5982670000001,1168.3785399999999,1351.5896,1533.1920170000001,1437.5367429999999,1496.5511469999999,1593.056763,1578.543457,1593.937866,1631.220581,1666.9060059999999,1748.180664,1737.2882079999999,1757.1948239999999,1794.638428,1792.1473390000001,1760.6729740000001,1730.8316649999999,1823.4989009999999,1780.3578613999998]
["2014-01-26T01:00:02.995",602,862.64379880000001,1633.384888,1121.3145750000001,1187.5249020000001,1432.2734379999999,1315.9377440000001,1376.0946039999999,1549.9948730000001,1529.1099850000001,1563.2231449999999,1595.0618899999999,1628.6007079999999,1707.9334719999999,1697.9438479999999,1715.394409,1748.5375979999999,1759.1367190000001,1724.590332,1678.081543,1781.221436,1738.3135256]
["2014-01-26T02:00:03",603,872.64721680000002,1636.8983149999999,1117.318115,1133.654297,1382.6126710000001,1247.8017580000001,1258.1721190000001,1490.149048,1451.541138,1514.852905,1560.231689,1598.0161129999999,1667.834961,1662.986328,1674.492798,1708.922241,1728.968018,1694.185913,1632.895264,1742.1357419999999,1701.4214356]
["2014-01-26T03:00:03.005",604,910.74163820000001,1649.035034,1136.6107179999999,1137.1064449999999,1377.125366,1237.720337,1205.1733400000001,1458.900024,1391.1556399999999,1460.8988039999999,1511.4848629999999,1558.759155,1624.8873289999999,1633.808716,1641.602783,1680.341553,1703.565063,1670.72937,1600.7661129999999,1711.568726,1673.3941650000002]
["2014-01-26T04:00:03.010",605,970.42230219999999,1664.382568,1178.7595209999999,1168.9101559999999,1394.0535890000001,1256.8522949999999,1211.4846190000001,1468.644409,1379.971313,1440.546875,1478.041626,1520.473755,1576.9052730000001,1600.19165,1613.24353,1664.2595209999999,1687.1079099999999,1656.910034,1584.5589600000001,1692.1705320000001,1657.0013913999999]
["2014-01-26T05:00:03.015",606,1060.8275149999999,1680.874634,1245.7923579999999,1225.237793,1423.2962649999999,1290.837769,1249.991577,1504.595947,1406.9151609999999,1462.312134,1484.267456,1514.905884,1545.103394,1570.8413089999999,1588.2714840000001,1654.4545900000001,1676.720337,1653.32251,1585.314087,1685.8660890000001,1651.1355226000001]
["2014-01-26T06:00:03.020",607,1292.4801030000001,1695.4017329999999,1382.8680420000001,1308.1683350000001,1463.8004149999999,1338.121948,1305.7698969999999,1551.1251219999999,1452.348389,1510.923096,1523.1789550000001,1548.3127440000001,1549.503052,1567.7711179999999,1583.059692,1653.7030030000001,1671.873413,1656.423828,1597.1092530000001,1689.792725,1653.7804443999999]
["2014-01-26T07:00:03.025",608,1465.326538,1739.3280030000001,1456.4803469999999,1468.408813,1526.894409,1412.237793,1374.355591,1601.1922609999999,1506.3759769999999,1570.8129879999999,1577.118408,1602.8569339999999,1587.6564940000001,1597.7366939999999,1609.657471,1673.2576899999999,1682.635254,1668.409668,1615.5902100000001,1700.9941409999999,1668.1773926000001]
["2014-01-26T08:00:03.030",609,1755.3089600000001,1776.552124,1624.556519,1563.661499,1598.471313,1491.361572,1472.6875,1658.838135,1569.6407469999999,1633.6739500000001,1634.0760499999999,1661.7392580000001,1643.672241,1649.8873289999999,1661.1606449999999,1715.224487,1715.9217530000001,1696.2783199999999,1644.3438719999999,1722.837524,1698.9211911999998]
["2014-01-26T09:00:03.035",610,2174.8171390000002,1803.2071530000001,2017.4804690000001,1750.739014,1672.150024,1576.11499,1553.942139,1720.720947,1640.4232179999999,1704.0826420000001,1691.5211179999999,1718.881592,1703.5489500000001,1709.7917480000001,1721.8474120000001,1768.9913329999999,1765.2669679999999,1739.9167480000001,1685.2998050000001,1758.755371,1743.646045]
["2014-01-26T10:00:03.040",611,2088.4799800000001,1815.720947,1942.799927,2204.130615,1822.914673,1752.118164,1648.244995,1776.3851320000001,1701.702759,1766.0195309999999,1749.0554199999999,1775.703857,1762.5848390000001,1769.04126,1779.9361570000001,1821.373169,1817.4448239999999,1789.7548830000001,1731.4936520000001,1804.167236,1792.8467528000001]
["2014-01-26T11:00:03.045",612,2119.0620119999999,1789.8546140000001,1996.896362,2155.3664549999999,1915.005249,1888.5323490000001,1856.104126,1874.2238769999999,1786.7626949999999,1821.7388920000001,1794.633057,1823.315308,1814.908203,1825.3720699999999,1831.7020259999999,1865.5626219999999,1862.6872559999999,1835.1201169999999,1772.253784,1848.9689940000001,1836.9185546000001]
["2014-01-26T12:00:03.050",613,2024.3691409999999,1760.773193,1921.4094239999999,2176.3945309999999,1893.452759,1890.4724120000001,1921.0577390000001,1979.2266850000001,1900.702393,1924.8326420000001,1855.0749510000001,1869.351318,1854.054443,1870.5511469999999,1872.632202,1900.1906739999999,1898.105225,1871.111206,1801.7635499999999,1885.513794,1871.3368898000001]
["2014-01-26T13:00:03.055",614,2012.671509,1721.6697999999999,1951.6850589999999,2075.946289,1858.9411620000001,1854.893677,1903.517578,1992.806274,1922.943115,1992.526611,1940.390625,1943.1660159999999,1900.7486570000001,1912.5722659999999,1901.9293210000001,1923.3443600000001,1920.905029,1896.564697,1820.967163,1912.0074460000001,1894.7577390000001]
["2014-01-26T14:00:03.060",615,1981.071289,1685.795654,1886.6707759999999,2079.6115719999998,1824.966064,1828.9406739999999,1848.0454099999999,1974.1915280000001,1883.7413329999999,1985.841553,1961.917236,1988.488159,1948.059937,1970.047241,1938.161499,1944.584106,1933.6130370000001,1910.866943,1831.5261230000001,1928.47522,1909.8130858]
["2014-01-26T15:00:03.065",616,1875.3428960000001,1650.4456789999999,1869.9925539999999,1991.3630370000001,1796.690552,1808.7849120000001,1825.1735839999999,1948.483154,1841.7198490000001,1944.55249,1935.387573,1970.1455080000001,1952.4735109999999,2000.4091800000001,1969.7226559999999,1974.6676030000001,1950.2164310000001,1921.6549070000001,1839.626831,1938.553101,1924.9437745999999]
["2014-01-26T16:00:03.070",617,1583.7041019999999,1623.716797,1485.737061,1944.7292480000001,1758.332764,1773.9769289999999,1790.1400149999999,1929.4187010000001,1818.9343260000001,1909.5672609999999,1902.518311,1928.954346,1918.9129640000001,1983.918823,1964.5078129999999,1991.4354249999999,1960.627686,1933.549072,1856.4541019999999,1951.209351,1938.6551272000002]
["2014-01-26T17:00:03.075",618,1499.669922,1599.7495120000001,1531.6331789999999,1501.6553960000001,1638.9113769999999,1637.059082,1754.9342039999999,1894.3292240000001,1792.0775149999999,1876.6126710000001,1883.2181399999999,1901.762207,1883.7979740000001,1945.7779539999999,1933.825562,1980.298706,1946.153564,1931.8908690000001,1871.9539789999999,1961.6551509999999,1938.3904537999999]
["2014-01-26T18:00:03.080",619,1570.8070070000001,1588.0031739999999,1527.4067379999999,1489.600586,1531.6175539999999,1493.4998780000001,1572.3660890000001,1807.434448,1731.2379149999999,1837.6834719999999,1859.3774410000001,1881.165405,1864.3461910000001,1914.1479489999999,1905.7066649999999,1956.8638920000001,1914.966553,1910.0986330000001,1869.080811,1956.0413820000001,1921.4102542000001]
["2014-01-26T19:00:03.085",620,1545.9868160000001,1575.8636469999999,1485.8133539999999,1492.910034,1529.8310550000001,1468.0979,1476.7398679999999,1677.919067,1614.6411129999999,1732.8792719999999,1807.6026609999999,1844.210327,1851.1038820000001,1888.150635,1887.2944339999999,1938.0451660000001,1887.5211179999999,1881.1729740000001,1851.5798339999999,1935.4001459999999,1898.7438476]
["2014-01-26T20:00:03.090",621,1510.777832,1557.216064,1424.039673,1459.8747559999999,1523.599731,1456.0268550000001,1461.948486,1610.7048339999999,1556.6717530000001,1627.8370359999999,1706.147095,1758.4279790000001,1814.5623780000001,1852.4064940000001,1866.1976320000001,1921.319092,1868.2857670000001,1856.564453,1832.45874,1912.340332,1878.1936768]
["2014-01-26T21:00:03.095",622,1474.9086910000001,1532.8317870000001,1366.11853,1405.6225589999999,1497.7319339999999,1415.041504,1443.238159,1561.3312989999999,1543.6607670000001,1575.071899,1636.789307,1671.737061,1752.5924070000001,1782.794678,1819.8636469999999,1890.7216800000001,1847.035034,1832.9592290000001,1812.809692,1891.4677730000001,1854.9986816000001]
["2014-01-26T22:00:03.100",623,1310.141357,1501.9530030000001,1262.4765629999999,1362.015991,1465.1788329999999,1364.814331,1395.3526609999999,1505.500732,1516.9329829999999,1536.150879,1597.5996090000001,1627.3514399999999,1707.1134030000001,1713.733154,1754.4804690000001,1833.2438959999999,1807.198486,1798.2071530000001,1782.5014650000001,1865.349121,1817.3000242000003]
["2014-01-26T23:00:03.105",624,1074.604004,1472.049438,1153.6295170000001,1272.5325929999999,1422.6417240000001,1310.0040280000001,1341.0563959999999,1448.8891599999999,1471.580322,1487.8070070000001,1552.813232,1594.079346,1680.576904,1670.022461,1702.8267820000001,1769.1701660000001,1756.6282960000001,1747.443115,1730.469482,1823.0946039999999,1765.3611326000002]
["2014-01-27T00:00:03.110",625,969.96722409999995,1448.398193,1083.4698490000001,1170.256226,1367.206543,1243.826538,1273.373169,1401.6258539999999,1423.435303,1438.2402340000001,1498.22876,1547.248413,1648.2037350000001,1635.2635499999999,1664.1015629999999,1717.759155,1716.4149170000001,1696.227783,1667.724731,1769.700317,1713.5653806000003]
["2014-01-27T01:00:03.115",626,957.00549320000005,1437.6258539999999,1058.9470209999999,1105.4575199999999,1319.9957280000001,1186.6209719999999,1195.699341,1361.178345,1372.2841800000001,1393.093384,1446.5607910000001,1496.66626,1602.350586,1593.925659,1621.8747559999999,1673.820923,1686.8916019999999,1656.793091,1614.5483400000001,1721.512939,1670.713379]
["2014-01-27T02:00:03.120",627,979.57647710000003,1435.989746,1083.0974120000001,1089.814453,1298.1673579999999,1160.254639,1135.106567,1335.7460940000001,1323.8220209999999,1353.279053,1400.1970209999999,1452.4702150000001,1551.966553,1549.4600829999999,1574.8400879999999,1629.8442379999999,1657.4418949999999,1625.161865,1574.877808,1684.279663,1634.3210938]
["2014-01-27T03:00:03.125",628,953.79498290000004,1438.8614500000001,1074.6777340000001,1126.805664,1304.715698,1171.5307620000001,1113.2204589999999,1338.0654300000001,1295.369629,1330.001953,1364.3500979999999,1417.0083010000001,1504.218384,1508.130615,1531.3051760000001,1589.4932859999999,1626.9415280000001,1595.987183,1542.9801030000001,1653.3236079999999,1601.7451415999999]
["2014-01-27T04:00:03.130",629,985.44293210000001,1446.763062,1110.5893550000001,1125.7882079999999,1317.5563959999999,1196.2723390000001,1138.1236570000001,1372.9139399999999,1299.3607179999999,1336.4053960000001,1352.325317,1399.2497559999999,1466.397461,1474.357544,1496.6076660000001,1558.699707,1601.075317,1572.0302730000001,1518.2563479999999,1626.9592290000001,1575.4041748]
["2014-01-27T05:00:03.135",630,1079.746948,1458.830322,1190.991943,1159.38562,1332.3861079999999,1222.7489009999999,1171.939331,1427.2829589999999,1331.7655030000001,1378.0866699999999,1373.8282469999999,1411.1568600000001,1449.533447,1456.7955320000001,1476.4967039999999,1541.048462,1583.843384,1557.790405,1504.075073,1608.5045170000001,1559.0523682]
["2014-01-27T06:00:03.140",631,1176.777466,1474.319702,1263.656982,1240.0169679999999,1367.9803469999999,1270.610596,1218.0742190000001,1482.419067,1372.755249,1437.1236570000001,1424.7048339999999,1455.3176269999999,1462.7232670000001,1465.506836,1479.52063,1541.306519,1579.0527340000001,1555.459106,1501.9173579999999,1600.849121,1555.7169675999999]
["2014-01-27T07:00:03.145",632,1292.244995,1484.935669,1346.361206,1313.7818600000001,1413.1995850000001,1331.0554199999999,1289.622437,1542.6660159999999,1423.663452,1500.9331050000001,1485.5142820000001,1516.121582,1502.3720699999999,1503.3668210000001,1511.089966,1564.773193,1592.1687010000001,1567.5661620000001,1512.5020750000001,1605.743164,1568.550659]
["2014-01-27T08:00:03.150",633,1379.436768,1495.2312010000001,1336.3077390000001,1395.2789310000001,1454.9423830000001,1387.4415280000001,1364.515625,1603.138672,1486.642822,1571.794922,1550.9852289999999,1580.6118160000001,1555.346558,1558.911255,1564.839966,1610.921509,1626.227783,1597.1473390000001,1537.6843260000001,1625.509644,1599.4981201999999]
["2014-01-27T09:00:03.155",634,2182.0358890000002,1500.2780760000001,1571.822876,1376.086548,1470.9932859999999,1410.7460940000001,1430.0089109999999,1650.038452,1545.9643550000001,1639.762817,1618.6491699999999,1647.6282960000001,1615.25415,1621.279053,1627.7224120000001,1669.553467,1675.3275149999999,1642.761841,1577.611572,1661.1591800000001,1645.2827150000001]
["2014-01-27T10:00:03.160",635,2248.7739259999998,1502.2919919999999,1551.2301030000001,1621.114746,1521.3917240000001,1465.2410890000001,1441.9720460000001,1668.409668,1583.3260499999999,1691.8355710000001,1674.7771,1708.6152340000001,1677.456909,1685.8774410000001,1692.819092,1729.9626459999999,1729.0035399999999,1696.1636960000001,1626.095947,1708.0688479999999,1697.8589353999996]
["2014-01-27T11:00:03.165",636,2118.796875,1469.3823239999999,1457.2457280000001,1620.941284,1572.6180420000001,1529.105225,1524.6623540000001,1679.9642329999999,1602.048462,1705.661499,1704.966064,1748.7475589999999,1731.5002440000001,1743.892212,1753.882202,1786.147461,1780.5802000000001,1748.8760990000001,1674.3251949999999,1757.7923579999999,1749.5442625999999]
["2014-01-27T12:00:03.170",637,2069.3881839999999,1435.081177,1445.3317870000001,1503.432861,1529.334595,1495.374634,1556.6313479999999,1705.7337649999999,1641.7357179999999,1726.5180660000001,1711.3961179999999,1758.488159,1762.090332,1782.963379,1800.134155,1831.6176760000001,1824.3439940000001,1795.5555420000001,1717.1324460000001,1803.8735349999999,1794.5046386000001]
["2014-01-27T13:00:03.175",638,1575.6868899999999,1408.203125,1277.7182620000001,1469.7114260000001,1476.6229249999999,1428.27478,1488.8198239999999,1673.4049070000001,1635.5892329999999,1735.4913329999999,1727.630371,1766.774048,1776.119751,1796.1171879999999,1820.82312,1857.7030030000001,1852.4436040000001,1830.5264890000001,1751.005615,1841.841797,1826.7041016000003]
["2014-01-27T14:00:03.180",639,1447.8629149999999,1383.754639,1232.2307129999999,1276.268311,1411.4567870000001,1348.5546879999999,1418.600342,1607.0950929999999,1570.521606,1683.822754,1708.8663329999999,1762.325073,1784.9033199999999,1803.9710689999999,1825.335327,1863.126221,1858.525879,1847.0407709999999,1771.0113530000001,1866.434082,1841.2276612000001]
["2014-01-27T15:00:03.185",640,1241.8779300000001,1378.0173339999999,1166.98938,1198.3763429999999,1339.652832,1259.3535159999999,1308.630249,1534.7073969999999,1497.9522710000001,1607.3916019999999,1644.641846,1710.084717,1764.0113530000001,1795.2773440000001,1820.209961,1860.2539059999999,1851.6762699999999,1845.545044,1774.5367429999999,1873.919678,1841.1863281999999]
["2014-01-27T16:00:03.190",641,1238.3941649999999,1380.658203,1166.3710940000001,1114.0738530000001,1299.6850589999999,1198.329712,1218.545044,1450.1507570000001,1413.971802,1515.784302,1571.463501,1633.595947,1709.3663329999999,1749.9498289999999,1786.1948239999999,1844.626221,1835.384888,1833.6992190000001,1769.743774,1869.4914550000001,1830.5891113999999]
["2014-01-27T17:00:03.195",642,1249.9592290000001,1395.953125,1198.8201899999999,1101.1579589999999,1279.1671140000001,1163.4833980000001,1150.969116,1384.1152340000001,1343.5676269999999,1425.0147710000001,1489.069092,1551.3359379999999,1640.286987,1683.8488769999999,1725.7601320000001,1805.1273189999999,1798.7037350000001,1807.894043,1758.1804199999999,1856.3592530000001,1805.252954]
["2014-01-27T18:00:03.200",643,1352.7777100000001,1408.5083010000001,1295.514404,1136.1405030000001,1290.306274,1162.723755,1121.0512699999999,1334.018433,1294.0981449999999,1351.9239500000001,1416.7475589999999,1473.407471,1568.466797,1608.482544,1655.615845,1749.2666019999999,1744.6286620000001,1762.7280270000001,1730.2211910000001,1828.2307129999999,1763.0150390000003]
["2014-01-27T19:00:03.205",644,1428.1376949999999,1418.5585940000001,1324.5401609999999,1251.7696530000001,1330.7788089999999,1201.2926030000001,1130.705322,1309.2641599999999,1270.611572,1302.7152100000001,1360.7457280000001,1411.3522949999999,1505.766846,1536.0473629999999,1584.7098390000001,1686.028564,1684.0317379999999,1704.6429439999999,1686.041626,1784.1395259999999,1708.9768796000001]
["2014-01-27T20:00:03.210",645,1409.9835210000001,1417.8291019999999,1286.119629,1305.767578,1373.7185059999999,1249.8237300000001,1187.6408690000001,1312.2467039999999,1277.27478,1282.860962,1326.6892089999999,1370.392822,1458.6416019999999,1475.5469969999999,1522.107544,1622.1671140000001,1624.555664,1641.5848390000001,1631.876953,1730.237793,1650.0844726]
["2014-01-27T21:00:03.215",646,1328.94751,1410.7229,1253.5073239999999,1276.9719239999999,1378.5230710000001,1260.889038,1238.156616,1334.015991,1307.2788089999999,1296.2657469999999,1318.0823969999999,1354.6491699999999,1430.9614260000001,1432.3405760000001,1472.9300539999999,1563.168091,1571.6363530000001,1579.1866460000001,1572.772217,1672.4788820000001,1591.8484378000001]
["2014-01-27T22:00:03.220",647,1201.8594969999999,1398.1549070000001,1185.661865,1246.366211,1359.8480219999999,1241.3798830000001,1239.7973629999999,1342.9580080000001,1326.834595,1322.8607179999999,1331.559082,1364.5097659999999,1425.2624510000001,1409.92688,1440.704956,1513.3876949999999,1528.903564,1521.7907709999999,1513.1785890000001,1615.304443,1538.5130124]
["2014-01-27T23:00:03.225",648,1038.8118899999999,1383.663452,1084.982422,1178.3782960000001,1329.985107,1210.411865,1214.8732910000001,1333.439087,1317.5776370000001,1332.500366,1342.1644289999999,1382.545654,1435.6180420000001,1408.4729,1427.5860600000001,1477.2833250000001,1499.3120120000001,1473.728394,1457.69812,1562.719116,1494.1481934000001]
["2014-01-28T00:00:03.230",649,835.94683840000005,1373.7650149999999,967.28161620000003,1069.0936280000001,1281.4632570000001,1160.6870120000001,1170.538086,1317.940552,1293.5301509999999,1324.673706,1333.9135739999999,1385.069092,1443.052612,1414.7725829999999,1427.88562,1457.1762699999999,1484.9698490000001,1439.509155,1411.811279,1519.165039,1462.5263184]
["2014-01-28T01:00:03.235",650,816.69073490000005,1372.8077390000001,955.99884029999998,935.26538089999997,1219.204712,1091.900879,1103.066284,1295.4506839999999,1259.472534,1307.900635,1315.397461,1371.488525,1435.4029539999999,1411.9263920000001,1426.783203,1447.160034,1482.0124510000001,1421.184937,1380.529053,1488.8013920000001,1443.9375734]
["2014-01-28T02:00:03.240",651,841.57910159999994,1383.291138,969.89959720000002,915.71496579999996,1181.9140629999999,1045.8394780000001,1019.004333,1265.061768,1213.5996090000001,1282.1876219999999,1291.8580320000001,1351.475586,1416.232788,1397.957275,1416.6175539999999,1438.097534,1480.6572269999999,1414.5142820000001,1363.5766599999999,1471.74353,1433.7178466]
["2014-01-28T03:00:03.245",652,884.29254149999997,1400.1804199999999,1003.793091,938.85858150000001,1186.1585689999999,1047.746216,980.69677730000001,1245.0361330000001,1170.759155,1248.7288820000001,1263.448975,1327.078125,1390.763672,1378.3007809999999,1401.3043210000001,1428.4488530000001,1475.6649170000001,1412.8961179999999,1355.366577,1463.163818,1427.1080565999998]
["2014-01-28T04:00:03.250",653,930.23394780000001,1425.3029790000001,1042.259155,987.93627930000002,1209.878418,1076.029297,994.76000980000003,1258.818481,1163.1676030000001,1233.979004,1240.950317,1302.323486,1361.0969239999999,1355.6342770000001,1384.926514,1421.622314,1469.0048830000001,1414.2780760000001,1352.4766850000001,1459.109741,1423.2983398000001]
["2014-01-28T05:00:03.255",654,972.82147220000002,1455.918091,1084.9849850000001,1041.869995,1243.4207759999999,1113.236328,1041.575928,1296.85437,1191.595947,1254.0579829999999,1248.9875489999999,1298.4898679999999,1338.4073490000001,1334.876953,1369.8811040000001,1419.1719969999999,1463.236206,1419.658203,1355.672241,1459.690186,1423.4857666]
["2014-01-28T06:00:03.260",655,1106.688721,1489.4799800000001,1218.7604980000001,1096.5264890000001,1279.556274,1150.851807,1099.7320560000001,1344.8342290000001,1239.380249,1300.225952,1288.7974850000001,1329.086548,1340.7491460000001,1332.573975,1366.5979,1423.923096,1460.279419,1428.998047,1365.400635,1465.849976,1428.8902346]
["2014-01-28T07:00:03.265",656,1203.928345,1520.4738769999999,1306.578857,1248.6773679999999,1338.5948490000001,1211.007202,1156.4208980000001,1389.681519,1291.3980710000001,1356.3895259999999,1345.4780270000001,1383.835327,1372.8594969999999,1359.2711179999999,1388.6467290000001,1444.9021,1467.799561,1443.9385990000001,1381.4338379999999,1477.908447,1443.1965089999999]
["2014-01-28T08:00:03.270",657,1402.512207,1544.7144780000001,1475.9887699999999,1359.7025149999999,1408.28125,1287.667725,1244.2054439999999,1435.9418949999999,1345.4689940000001,1408.466187,1402.008789,1443.8392329999999,1424.7189940000001,1409.4149170000001,1436.2170410000001,1487.3992920000001,1494.6904300000001,1470.5529790000001,1407.515625,1499.065918,1471.8448488000001]
["2014-01-28T09:00:03.275",658,1462.9804690000001,1563.127563,1494.3414310000001,1552.634888,1483.615356,1374.0557859999999,1326.4079589999999,1487.7592770000001,1409.5455320000001,1464.6644289999999,1451.8027340000001,1496.2601320000001,1481.610962,1468.3038329999999,1496.8763429999999,1544.8070070000001,1540.2219239999999,1512.0478519999999,1447.80188,1533.8131100000001,1515.7383545999999]
["2014-01-28T10:00:03.280",659,1582.2983400000001,1574.015259,1526.362427,1585.2250979999999,1536.621948,1439.839966,1423.0131839999999,1536.7429199999999,1469.2583010000001,1516.2430420000001,1499.623779,1543.7547609999999,1537.7041019999999,1523.68103,1555.9780270000001,1602.8310550000001,1593.6232910000001,1562.658936,1498.9602050000001,1580.873169,1567.7893312000001]
["2014-01-28T11:00:03.285",660,1580.996582,1584.1791989999999,1542.0795900000001,1609.847168,1547.6239009999999,1458.3012699999999,1464.0600589999999,1577.4250489999999,1518.8648679999999,1564.2008060000001,1536.984009,1582.3929439999999,1589.9552000000001,1574.143433,1607.4099120000001,1650.0692140000001,1642.1785890000001,1610.997437,1550.000366,1631.2196039999999,1616.8930420000002]
["2014-01-28T12:00:03.290",661,1540.008423,1589.7698969999999,1550.9995120000001,1617.7342530000001,1552.79126,1464.1247559999999,1466.4208980000001,1585.7529300000001,1530.0711670000001,1587.094971,1563.174927,1608.9366460000001,1632.077393,1614.599731,1647.488159,1683.2230219999999,1679.951538,1648.503052,1589.674561,1673.8752440000001,1655.0454834]
["2014-01-28T13:00:03.295",662,1514.747437,1597.5795900000001,1546.7855219999999,1616.9830320000001,1553.419189,1469.298828,1458.9417719999999,1583.5758060000001,1516.7349850000001,1578.7889399999999,1560.4331050000001,1611.10022,1654.501953,1641.9458010000001,1671.399414,1700.8592530000001,1703.5120850000001,1672.1467290000001,1613.6347659999999,1702.954346,1678.6214358000002]
["2014-01-28T14:00:03.300",663,1502.298706,1604.5085449999999,1567.513672,1601.3194579999999,1551.0535890000001,1470.8476559999999,1452.829346,1581.975342,1501.6767580000001,1559.925659,1540.5588379999999,1588.286255,1646.943115,1645.276611,1673.0235600000001,1702.3682859999999,1710.5386960000001,1680.4460449999999,1621.509033,1716.8085940000001,1686.3341308000004]
["2014-01-28T15:00:03.305",664,1539.075928,1616.911987,1636.497192,1613.1640629999999,1553.036621,1476.6170649999999,1446.6326899999999,1583.024048,1490.657471,1543.971313,1522.718384,1560.9666749999999,1618.0538329999999,1625.2276609999999,1649.035034,1685.187134,1697.603638,1672.174438,1614.4415280000001,1715.3758539999999,1676.9565183999998]
["2014-01-28T16:00:03.310",665,1458.5395510000001,1630.8813479999999,1589.089111,1684.880981,1577.9967039999999,1506.5966800000001,1454.533203,1588.024048,1485.762573,1533.593018,1514.0511469999999,1543.5729980000001,1585.3066409999999,1596.5454099999999,1611.563721,1653.6678469999999,1665.5758060000001,1646.4646,1592.6678469999999,1698.2032469999999,1651.3158693999999]
["2014-01-28T17:00:03.315",666,1312.517456,1640.682861,1571.8657229999999,1635.9858400000001,1589.860107,1524.3438719999999,1496.802612,1606.9682620000001,1497.858643,1533.783447,1515.6152340000001,1538.442871,1559.955688,1571.9155270000001,1576.8618160000001,1620.553467,1625.2120359999999,1608.6475829999999,1559.473389,1667.256836,1616.2286621999999]
["2014-01-28T18:00:03.320",667,1403.7650149999999,1649.3582759999999,1609.121216,1606.128052,1576.817505,1508.6754149999999,1507.341553,1625.1906739999999,1523.92749,1554.826172,1533.2613530000001,1548.2905270000001,1547.9301760000001,1556.863159,1554.1914059999999,1596.479004,1589.4197999999999,1569.5245359999999,1524.3439940000001,1630.4266359999999,1582.0387939999998]
["2014-01-28T19:00:03.325",668,1455.8481449999999,1660.3111570000001,1658.427856,1645.8183590000001,1582.843384,1507.2308350000001,1497.505615,1617.0633539999999,1531.237427,1570.8126219999999,1562.228149,1575.2857670000001,1556.3125,1556.1663820000001,1548.0798339999999,1585.517578,1565.8070070000001,1538.049561,1496.6357419999999,1597.435547,1556.6890870000002]
["2014-01-28T20:00:03.330",669,1392.8811040000001,1667.0936280000001,1577.384033,1712.2501219999999,1611.4173579999999,1534.6374510000001,1509.4769289999999,1605.44397,1530.3836670000001,1568.2753909999999,1574.6412350000001,1597.911865,1579.7635499999999,1571.3048100000001,1561.6339109999999,1589.1755370000001,1558.0633539999999,1518.607422,1480.3598629999999,1574.2392580000001,1544.0890867999999]
["2014-01-28T21:00:03.335",670,1363.9970699999999,1659.5920410000001,1555.2579350000001,1637.1739500000001,1611.1455080000001,1535.2392580000001,1542.564453,1606.8867190000001,1544.9129640000001,1567.020264,1574.02478,1603.1022949999999,1601.135254,1586.6910399999999,1585.6671140000001,1604.665283,1567.5070800000001,1513.4698490000001,1476.0288089999999,1563.115601,1544.9573243999998]
["2014-01-28T22:00:03.340",671,1250.119751,1643.1110839999999,1452.1363530000001,1613.1442870000001,1584.235107,1502.896851,1522.2110600000001,1601.498779,1559.365601,1576.918091,1577.9650879999999,1605.742432,1618.411987,1593.5297849999999,1604.595947,1619.8165280000001,1586.2395019999999,1520.769043,1482.0153809999999,1563.9461670000001,1554.5573242]
["2014-01-28T23:00:03.345",672,1142.8232419999999,1626.221436,1406.9936520000001,1509.410034,1548.2803960000001,1460.0347899999999,1486.5844729999999,1574.7071530000001,1542.61438,1569.0489500000001,1579.9526370000001,1612.430908,1638.6347659999999,1599.731812,1617.203491,1626.795654,1603.289673,1532.362061,1490.775635,1571.332275,1564.9110595999998]
["2014-01-29T00:00:03.350",673,990.57653809999999,1613.1547849999999,1249.2822269999999,1460.4331050000001,1508.404053,1414.217529,1427.754639,1546.834351,1512.474487,1545.0239260000001,1559.6293949999999,1603.022095,1651.702759,1608.1949460000001,1628.16687,1629.916138,1617.0736079999999,1542.8422849999999,1494.7670900000001,1577.911255,1572.5020752]
["2014-01-29T01:00:03.355",674,913.74658199999999,1605.4604489999999,1184.290405,1292.0557859999999,1455.758789,1353.7883300000001,1380.7344969999999,1520.5744629999999,1477.216187,1514.0858149999999,1530.836182,1576.676025,1643.8251949999999,1605.4498289999999,1629.797241,1632.1645510000001,1630.0863039999999,1553.909302,1495.256592,1582.4163820000001,1578.7666262]
["2014-01-29T02:00:03.360",675,926.55810550000001,1607.4375,1197.0219729999999,1209.031616,1398.4375,1284.418091,1302.4614260000001,1498.4445800000001,1444.0297849999999,1490.067749,1502.303345,1546.9700929999999,1618.728394,1590.6256100000001,1615.695923,1628.35437,1637.1110839999999,1565.69751,1497.049561,1587.802124,1583.2029298]
["2014-01-29T03:00:03.365",676,948.43133539999997,1619.963135,1216.378784,1221.5639650000001,1387.231567,1263.154297,1240.1403809999999,1470.742798,1401.872437,1463.373413,1481.754639,1524.9038089999999,1587.9930420000001,1570.955933,1593.0076899999999,1618.935303,1634.597534,1573.861206,1499.3004149999999,1593.287476,1583.9963868]
["2014-01-29T04:00:03.370",677,985.72857669999996,1641.4456789999999,1257.356812,1251.397827,1406.494385,1282.8756100000001,1237.769775,1470.520874,1379.9819339999999,1441.108643,1460.4342039999999,1505.852783,1558.132568,1555.1044919999999,1572.5780030000001,1610.959351,1627.162842,1578.2124020000001,1501.3598629999999,1597.121216,1582.9631347999998]
["2014-01-29T05:00:03.375",678,1075.4864500000001,1675.7875979999999,1355.356567,1302.9133300000001,1437.222168,1316.6601559999999,1273.650269,1501.0729980000001,1398.676514,1451.1719969999999,1457.849487,1495.921509,1531.2060550000001,1541.233154,1558.770996,1610.6010739999999,1622.7139890000001,1583.7322999999999,1507.2692870000001,1601.768188,1585.2169675999999]
["2014-01-29T06:00:03.380",679,1281.395874,1709.3392329999999,1567.7174070000001,1418.346558,1489.9266359999999,1371.215332,1326.3480219999999,1544.1763920000001,1440.943481,1491.8082280000001,1488.4384769999999,1515.704712,1523.0024410000001,1536.6710210000001,1553.4554439999999,1617.281616,1623.8616939999999,1594.4993899999999,1521.843384,1611.9296879999999,1593.8831544]
["2014-01-29T07:00:03.385",680,1460.405518,1738.720703,1651.015625,1668.694092,1587.2418210000001,1479.946533,1406.4887699999999,1595.5927730000001,1494.541504,1546.1429439999999,1538.805298,1563.084106,1545.4370120000001,1556.099121,1568.2836910000001,1633.883789,1632.4989009999999,1610.4370120000001,1544.4398189999999,1628.7885739999999,1610.0096189999999]
["2014-01-29T08:00:03.390",681,1605.6843260000001,1755.4638669999999,1705.431763,1788.686279,1682.3039550000001,1597.7741699999999,1549.109375,1670.73999,1571.6561280000001,1611.105591,1596.0986330000001,1620.5036620000001,1591.645874,1598.961548,1608.4614260000001,1666.8720699999999,1655.8520510000001,1633.9663089999999,1573.3519289999999,1651.785034,1636.3654786000002]
["2014-01-29T09:00:03.395",682,1633.013062,1763.8657229999999,1689.300293,1850.8107910000001,1727.431763,1661.6110839999999,1661.4266359999999,1758.1000979999999,1672.458374,1702.8564449999999,1665.8238530000001,1684.309692,1650.423462,1653.7498780000001,1663.7673339999999,1713.3154300000001,1695.8500979999999,1669.0625,1610.476318,1683.071289,1674.355127]
["2014-01-29T10:00:03.400",683,1641.350342,1772.445557,1685.632202,1826.5523679999999,1733.8759769999999,1673.5927730000001,1712.0493160000001,1810.615601,1742.748413,1789.787842,1748.759888,1762.362793,1722.3398440000001,1716.371582,1723.8115230000001,1762.6046140000001,1743.7963870000001,1712.553345,1654.0708010000001,1722.7814940000001,1719.1613282000003]
["2014-01-29T11:00:03.405",684,1620.7274170000001,1773.310303,1691.4688719999999,1805.794678,1721.8560789999999,1660.524048,1703.829346,1824.381592,1762.0083010000001,1835.524658,1805.4187010000001,1829.8530270000001,1798.873169,1788.836182,1788.255005,1810.0008539999999,1791.1623540000001,1755.9663089999999,1695.706543,1764.653442,1763.4979004000002]
["2014-01-29T12:00:03.410",685,1591.0341800000001,1777.692139,1682.4289550000001,1796.9151609999999,1712.8005370000001,1652.8156739999999,1678.3845209999999,1813.5419919999999,1745.8127440000001,1835.7270510000001,1819.1004640000001,1855.927124,1851.252197,1850.069092,1847.2508539999999,1855.3038329999999,1836.7425539999999,1795.411987,1729.209351,1802.072754,1803.7480958000001]
["2014-01-29T13:00:03.415",686,1575.8544919999999,1788.047241,1676.2957759999999,1772.9864500000001,1705.2695309999999,1647.677612,1659.8276370000001,1801.7601320000001,1723.5314940000001,1812.055908,1801.8107910000001,1842.288086,1862.955811,1877.0045170000001,1878.4261469999999,1887.1864009999999,1872.7404790000001,1829.33313,1755.4243160000001,1833.733643,1835.6835937999999]
["2014-01-29T14:00:03.420",687,1542.4936520000001,1795.768677,1669.8618160000001,1751.1514890000001,1697.305664,1639.318237,1642.885986,1794.0189210000001,1706.9514160000001,1787.3618160000001,1778.7735600000001,1813.9045410000001,1843.39978,1868.3001710000001,1874.1682129999999,1893.035034,1885.0020750000001,1849.111938,1771.2475589999999,1856.4415280000001,1850.9676267999998]
["2014-01-29T15:00:03.425",688,1535.314697,1808.8645019999999,1694.155518,1731.5008539999999,1690.7611079999999,1631.2583010000001,1629.2730710000001,1786.4848629999999,1692.572144,1766.2495120000001,1762.8698730000001,1791.1954350000001,1814.060669,1841.976318,1847.3870850000001,1875.3920900000001,1870.1423339999999,1846.846313,1769.29126,1862.6273189999999,1844.8598631999998]
["2014-01-29T16:00:03.430",689,1446.0123289999999,1824.8122559999999,1677.19751,1748.6301269999999,1695.895874,1632.3139650000001,1621.6906739999999,1779.1361079999999,1681.6741939999999,1748.855225,1753.071289,1777.056763,1788.1678469999999,1815.6108400000001,1816.9407960000001,1849.6712649999999,1840.0201420000001,1826.269775,1750.338013,1850.1807859999999,1823.2959962]
["2014-01-29T17:00:03.435",690,1520.794189,1836.5039059999999,1705.26062,1727.020996,1701.626221,1632.207764,1632.479004,1774.802246,1678.568237,1736.5493160000001,1748.6995850000001,1769.2041019999999,1769.0529790000001,1795.4155270000001,1793.074707,1829.6007079999999,1810.0638429999999,1799.617798,1726.082275,1827.4993899999999,1798.5728027999999]
["2014-01-29T18:00:03.440",691,1567.059082,1841.641357,1709.6411129999999,1752.863159,1707.6110839999999,1630.1361079999999,1634.9385990000001,1769.0867920000001,1683.416626,1733.728149,1750.179077,1767.6762699999999,1758.4517820000001,1782.5532229999999,1778.2407229999999,1819.5423579999999,1788.5047609999999,1776.764404,1708.8448490000001,1806.3120120000001,1779.9936768]
["2014-01-29T19:00:03.445",692,1545.2060550000001,1840.0004879999999,1662.0507809999999,1763.340698,1717.4990230000001,1632.570557,1642.746582,1754.500366,1684.082764,1729.7036129999999,1754.678711,1772.440552,1759.3392329999999,1777.72876,1773.242432,1818.206177,1777.219116,1760.9514160000001,1702.9479980000001,1793.0086670000001,1770.4666748]
["2014-01-29T20:00:03.450",693,1523.5791019999999,1834.127808,1627.3079829999999,1716.657471,1707.4388429999999,1615.7143550000001,1645.557251,1737.9338379999999,1683.2977289999999,1722.095581,1750.825073,1773.794922,1769.003418,1780.2963870000001,1778.111206,1823.0097659999999,1776.021851,1752.147095,1706.0074460000001,1787.9106449999999,1769.0193606]
["2014-01-29T21:00:03.455",694,1500.549438,1816.1625979999999,1591.3831789999999,1681.0507809999999,1684.053467,1581.966187,1617.6152340000001,1709.775635,1672.2579350000001,1710.0306399999999,1739.755249,1766.662231,1779.600586,1782.5139160000001,1787.1324460000001,1829.7651370000001,1783.418457,1749.777832,1713.541626,1788.9013669999999,1773.0808838]
["2014-01-29T22:00:03.460",695,1476.3564449999999,1788.489624,1550.5086670000001,1650.4453129999999,1660.828857,1552.601807,1577.193481,1670.5672609999999,1641.6519780000001,1682.041138,1716.873413,1749.5513920000001,1785.8116460000001,1779.9227289999999,1792.1336670000001,1831.3532709999999,1793.4826660000001,1751.396362,1720.7517089999999,1793.1235349999999,1778.0215086000001]
["2014-01-29T23:00:03.465",696,1199.819336,1758.6767580000001,1368.4918210000001,1616.313721,1636.3133539999999,1528.6392820000001,1539.820068,1636.6719969999999,1605.8354489999999,1643.4860839999999,1678.1613769999999,1716.7475589999999,1779.2514650000001,1768.9022219999999,1788.192505,1823.4898679999999,1799.467529,1752.069336,1721.6137699999999,1795.9530030000001,1778.5187012000001]
["2014-01-30T00:00:03.470",697,957.40869139999995,1732.353638,1202.699341,1423.1552730000001,1574.614746,1465.901245,1506.982422,1615.125732,1576.04126,1609.2468260000001,1636.896851,1674.815063,1755.1719969999999,1744.4643550000001,1769.8173830000001,1804.604126,1797.060303,1748.108154,1712.265259,1792.986328,1771.0048340000001]
["2014-01-30T01:00:03.475",698,921.8887939,1720.7509769999999,1186.79126,1227.69165,1477.732788,1355.849976,1417.758057,1587.909058,1541.446655,1586.547241,1605.5888669999999,1638.9388429999999,1720.732422,1711.1252440000001,1737.147827,1774.7202150000001,1782.9479980000001,1737.4788820000001,1692.80835,1782.336914,1754.0584718000002]
["2014-01-30T02:00:03.480",699,898.24609380000004,1723.379639,1182.5275879999999,1196.3448490000001,1425.303101,1285.841797,1300.1594239999999,1535.494995,1476.7459719999999,1550.9801030000001,1579.5439449999999,1613.6892089999999,1686.4610600000001,1679.7010499999999,1700.0029300000001,1740.2052000000001,1758.7506100000001,1719.963013,1665.522217,1764.089966,1729.7062011999999]
["2014-01-30T03:00:03.485",700,904.96447750000004,1732.0367429999999,1198.318115,1196.9820560000001,1424.4864500000001,1280.3892820000001,1250.619995,1498.6453859999999,1413.7064210000001,1497.5775149999999,1538.5463870000001,1581.5979,1650.1263429999999,1654.3562010000001,1668.4555660000001,1711.692749,1732.588745,1699.9027100000001,1636.372803,1741.5273440000001,1704.4168702000002]
["2014-01-30T04:00:03.490",701,958.4490356,1750.4470209999999,1242.049927,1220.205688,1438.437134,1297.6032709999999,1259.2060550000001,1505.129639,1400.6922609999999,1471.296143,1501.637573,1542.228394,1604.1263429999999,1624.1220699999999,1640.396362,1693.87915,1712.216064,1684.468018,1614.647095,1721.6843260000001,1685.3789306000003]
["2014-01-30T05:00:03.495",702,1106.315186,1775.424683,1353.314697,1275.3935550000001,1465.996582,1325.9925539999999,1292.5812989999999,1532.9056399999999,1425.318481,1487.353149,1503.9857179999999,1530.5546879999999,1566.312134,1591.0151370000001,1611.411987,1680.8374020000001,1696.1530760000001,1676.3654790000001,1606.548096,1710.7322999999999,1674.1272706]
["2014-01-30T06:00:03.500",703,1332.768433,1799.6743160000001,1492.6518550000001,1409.1015629999999,1519.5860600000001,1382.480957,1341.5936280000001,1568.0386960000001,1463.5892329999999,1526.2229,1537.7773440000001,1558.978149,1562.6453859999999,1579.8388669999999,1597.0633539999999,1672.9099120000001,1682.248169,1671.9844969999999,1608.828857,1707.8764650000001,1668.7695799999997]
["2014-01-30T07:00:03.505",704,1682.9589840000001,1818.8580320000001,1677.830933,1583.6082759999999,1598.957275,1472.7623289999999,1424.9197999999999,1613.2285159999999,1513.713745,1573.8836670000001,1582.568726,1606.392578,1593.0444339999999,1600.714111,1614.3676760000001,1683.196655,1681.287476,1672.9323730000001,1616.881226,1709.953857,1672.8503174000002]
["2014-01-30T08:00:03.510",705,1740.653198,1826.624268,1665.8271480000001,1811.4804690000001,1696.5196530000001,1589.7052000000001,1535.022095,1675.038818,1584.0493160000001,1633.959351,1632.061279,1656.805298,1641.4107670000001,1642.0563959999999,1657.3156739999999,1716.270996,1703.5668949999999,1688.4123540000001,1635.1976320000001,1720.9018550000001,1692.8699464000001]
["2014-01-30T09:00:03.515",706,1793.673462,1819.9123540000001,1662.6611330000001,1818.215332,1749.4025879999999,1664.615112,1665.9007570000001,1750.8172609999999,1669.721802,1706.737061,1690.49585,1712.210327,1698.2894289999999,1691.5024410000001,1709.8236079999999,1761.1007079999999,1743.519043,1720.4986570000001,1667.5074460000001,1746.1835940000001,1727.7618895999999]
["2014-01-30T10:00:03.520",707,1777.41626,1811.5897219999999,1647.2470699999999,1801.5115969999999,1739.290405,1663.430908,1709.574707,1810.5458980000001,1744.6757809999999,1788.263794,1755.3927000000001,1774.2274170000001,1761.3713379999999,1746.6820070000001,1763.804077,1805.467163,1787.928345,1759.7757570000001,1706.2583010000001,1781.937866,1768.2734863999999]
["2014-01-30T11:00:03.525",708,1793.8482670000001,1804.388794,1686.6579589999999,1770.618164,1720.1845699999999,1642.206909,1689.497192,1817.182251,1757.880981,1832.2224120000001,1809.7919919999999,1833.3616939999999,1825.887939,1806.032471,1817.127563,1845.4803469999999,1829.4918210000001,1796.5177000000001,1739.7272949999999,1817.900269,1805.8234864000001]
["2014-01-30T12:00:03.530",709,1955.759644,1796.130249,1726.1225589999999,1798.513794,1714.9288329999999,1640.1701660000001,1654.778564,1802.8186040000001,1730.463013,1823.6798100000001,1816.3397219999999,1855.6741939999999,1870.6910399999999,1860.2100829999999,1864.878052,1881.033081,1866.263428,1827.6999510000001,1763.185913,1847.607788,1837.1580322000002]
["2014-01-30T13:00:03.535",710,1758.3632809999999,1787.6138920000001,1604.9045410000001,1832.600952,1726.244751,1661.9300539999999,1648.0626219999999,1795.143433,1704.5479740000001,1793.4914550000001,1789.848755,1833.0550539999999,1872.311279,1882.144775,1889.6687010000001,1906.784302,1894.8156739999999,1852.9079589999999,1778.628052,1870.5314940000001,1860.7334962]
["2014-01-30T14:00:03.540",711,1842.3404539999999,1772.4887699999999,1721.7025149999999,1686.31897,1697.8743899999999,1640.5263669999999,1662.6632079999999,1805.757202,1700.1604,1773.6667480000001,1764.213013,1797.887573,1840.6441649999999,1865.9760739999999,1877.908447,1909.102173,1902.8376459999999,1866.9097899999999,1787.185303,1886.3164059999999,1870.4702636000002]
["2014-01-30T15:00:03.545",712,1909.481812,1764.769409,1750.00415,1783.388428,1683.9842530000001,1625.8038329999999,1614.58313,1801.9533690000001,1695.1437989999999,1772.110596,1758.873169,1780.0318600000001,1804.761475,1834.0985109999999,1843.763062,1887.2269289999999,1883.528198,1860.739746,1782.6707759999999,1888.86438,1860.6060057999998]
["2014-01-30T16:00:03.550",713,1772.890625,1754.0491939999999,1720.984741,1820.753418,1715.4702150000001,1662.855225,1628.1522219999999,1785.5205080000001,1670.799072,1750.5726320000001,1759.142578,1779.0866699999999,1784.08374,1810.8977050000001,1812.278198,1858.939331,1849.219482,1836.2270510000001,1762.8404539999999,1873.9846190000001,1836.2421873999999]
["2014-01-30T17:00:03.555",714,1852.1248780000001,1735.1785890000001,1736.778442,1782.9990230000001,1716.3729249999999,1672.0268550000001,1669.6717530000001,1801.099121,1683.124634,1741.3161620000001,1747.054443,1769.290039,1769.275635,1799.627686,1795.968018,1842.3732910000001,1819.529419,1807.512207,1739.0283199999999,1849.39563,1811.5677733999996]
["2014-01-30T18:00:03.560",715,1902.8400879999999,1720.1252440000001,1759.5462649999999,1789.9057620000001,1705.2586670000001,1656.5654300000001,1673.7803960000001,1802.3270259999999,1707.0008539999999,1758.552124,1759.7664789999999,1769.230225,1757.7196039999999,1785.8630370000001,1785.591919,1838.4453129999999,1803.361328,1787.2329099999999,1725.893677,1829.035889,1796.7938234000001]
["2014-01-30T19:00:03.565",716,1820.675293,1697.859741,1677.80188,1818.587769,1708.9213870000001,1653.215332,1666.4812010000001,1778.1473390000001,1704.9498289999999,1761.826294,1777.8164059999999,1789.200562,1767.737183,1783.903564,1781.34375,1837.3702390000001,1793.9956050000001,1775.2258300000001,1726.5043949999999,1819.4279790000001,1790.5048095999998]
["2014-01-30T20:00:03.570",717,1620.182251,1668.4769289999999,1606.0424800000001,1736.7825929999999,1689.390991,1630.932251,1667.699341,1750.929443,1694.772827,1746.0119629999999,1771.266357,1796.051514,1789.153442,1796.340698,1794.1259769999999,1842.791504,1792.1070560000001,1766.5548100000001,1731.1270750000001,1815.5585940000001,1789.6278078000003]
["2014-01-30T21:00:03.575",718,1580.3004149999999,1639.1085210000001,1560.080933,1656.095581,1640.932495,1573.7445070000001,1626.565918,1714.7883300000001,1680.5493160000001,1726.6611330000001,1750.4261469999999,1780.319702,1800.672607,1801.7076420000001,1809.8129879999999,1853.4301760000001,1802.080933,1764.545288,1736.0123289999999,1814.512573,1794.1162598000003]
["2014-01-30T22:00:03.580",719,1525.0532229999999,1617.773682,1492.2335210000001,1610.3276370000001,1600.2966309999999,1521.9567870000001,1557.5974120000001,1658.1226810000001,1638.9472659999999,1689.377686,1721.305664,1755.136475,1800.518677,1792.584351,1811.4620359999999,1854.2822269999999,1813.0858149999999,1768.0047609999999,1740.818726,1817.0623780000001,1798.6507814000001]
["2014-01-30T23:00:03.585",720,1176.5776370000001,1593.2698969999999,1331.2475589999999,1546.4541019999999,1567.142578,1482.814087,1499.54187,1605.638672,1585.0024410000001,1632.3198239999999,1671.2452390000001,1714.5097659999999,1786.83374,1773.66626,1799.2707519999999,1838.9174800000001,1813.075562,1766.877686,1736.741577,1817.0661620000001,1794.5356933999999]
["2014-01-31T00:00:03.590",721,929.09826659999999,1569.9350589999999,1150.864014,1375.3192140000001,1505.352173,1416.727905,1449.411621,1571.317505,1541.8908690000001,1580.049561,1613.665894,1658.523682,1751.7589109999999,1740.1020510000001,1772.3524170000001,1811.201294,1801.452393,1756.288452,1717.3865969999999,1806.8763429999999,1778.6410157999999]
["2014-01-31T01:00:03.595",722,841.89044190000004,1562.1629640000001,1114.377686,1168.5649410000001,1411.73999,1309.365845,1362.353638,1537.786987,1500.3438719999999,1543.5794679999999,1569.772095,1608.442749,1702.972534,1693.8714600000001,1728.419922,1772.393433,1778.4377440000001,1737.9293210000001,1686.7386469999999,1786.4708250000001,1752.393994]
["2014-01-31T02:00:03.600",723,870.25665279999998,1568.7105710000001,1127.0471190000001,1114.5665280000001,1352.1936040000001,1230.327393,1244.5692140000001,1486.7457280000001,1437.604126,1504.137817,1536.6201169999999,1574.263428,1656.2128909999999,1649.8725589999999,1678.586182,1727.5498050000001,1744.6763920000001,1712.6988530000001,1650.355957,1758.987183,1718.8536379999998]
["2014-01-31T03:00:03.605",724,921.57434079999996,1585.024048,1166.5351559999999,1132.1062010000001,1350.9052730000001,1220.6260990000001,1184.8350829999999,1446.1088870000001,1373.511475,1451.5607910000001,1496.371216,1541.0889890000001,1613.423096,1615.9688719999999,1637.1439210000001,1689.27063,1709.022827,1684.191284,1613.672241,1727.880005,1684.8073973999999]
["2014-01-31T04:00:03.610",725,973.36633300000005,1612.6477050000001,1210.7895510000001,1185.3479,1377.838013,1249.7126459999999,1195.3901370000001,1449.0627440000001,1355.874634,1421.6838379999999,1458.9702150000001,1503.3873289999999,1567.368774,1584.019775,1604.8892820000001,1664.996216,1681.795044,1660.7490230000001,1585.9754640000001,1700.189453,1658.7410400000001]
["2014-01-31T05:00:03.615",726,1065.103638,1651.8107910000001,1299.084961,1245.251831,1416.0458980000001,1290.2885739999999,1245.779419,1483.214111,1384.8428960000001,1437.1958010000001,1457.810913,1489.5162350000001,1529.934448,1552.233643,1576.6148679999999,1650.1870120000001,1663.710693,1647.283203,1574.5932620000001,1683.3797609999999,1643.8307862000001]
["2014-01-31T06:00:03.620",727,1307.716797,1691.153687,1468.4930420000001,1352.484741,1467.9592290000001,1343.139404,1306.0870359999999,1528.6130370000001,1434.8305660000001,1485.024658,1494.0932620000001,1517.5273440000001,1525.752686,1540.8946530000001,1562.7777100000001,1642.3760990000001,1651.532471,1641.2033690000001,1577.090942,1678.0283199999999,1638.0462402000001]
["2014-01-31T07:00:03.625",728,1528.6851810000001,1730.1492920000001,1629.2739260000001,1555.055298,1551.2220460000001,1433.414307,1381.7667240000001,1576.5115969999999,1489.7320560000001,1543.05249,1547.378418,1571.8885499999999,1559.5866699999999,1563.493164,1580.017456,1651.395264,1652.3188479999999,1642.0972899999999,1587.0770259999999,1680.2230219999999,1642.6222899999998]
["2014-01-31T08:00:03.630",729,1662.7993160000001,1759.1998289999999,1681.744751,1758.0101320000001,1654.3786620000001,1553.630981,1498.0288089999999,1638.6805420000001,1556.9564210000001,1604.1088870000001,1601.2342530000001,1629.517456,1614.8786620000001,1611.590332,1626.251221,1683.5616460000001,1676.0035399999999,1657.187866,1605.749268,1691.2791749999999,1662.7562989999999]
["2014-01-31T09:00:03.635",730,1762.138794,1786.7963870000001,1746.5092770000001,1831.911255,1722.4522710000001,1642.8599850000001,1626.8876949999999,1719.655884,1644.6401370000001,1679.4125979999999,1658.244629,1684.725952,1674.40625,1667.817749,1683.978149,1730.2285159999999,1719.413086,1689.916138,1636.857178,1715.977539,1698.4784913999999]
["2014-01-31T10:00:03.640",731,1727.9799800000001,1812.3873289999999,1737.555298,1898.6884769999999,1755.6723629999999,1685.9892580000001,1695.479126,1788.311768,1724.3588870000001,1763.8598629999999,1725.991577,1746.7089840000001,1735.3176269999999,1724.4332280000001,1739.1717530000001,1776.5313719999999,1768.13501,1732.217163,1675.5,1752.2413329999999,1740.9249755999997]
["2014-01-31T11:00:03.645",732,1729.603149,1835.3093260000001,1802.414673,1881.946289,1767.2763669999999,1701.5311280000001,1725.232178,1824.4229740000001,1760.402466,1820.6990969999999,1786.4979249999999,1809.765991,1797.8824460000001,1784.5317379999999,1790.876221,1815.9113769999999,1810.871948,1772.0958250000001,1710.0708010000001,1789.9898679999999,1779.7879637999999]
["2014-01-31T12:00:03.650",733,1722.4608149999999,1861.3195800000001,1819.3245850000001,1936.5321039999999,1777.3826899999999,1715.7294919999999,1719.27478,1841.4104,1765.5509030000001,1842.8916019999999,1814.0615230000001,1846.361206,1845.4288329999999,1841.43335,1838.866577,1851.1795649999999,1846.779053,1804.7801509999999,1733.909058,1820.7717290000001,1811.4839112000002]
["2014-01-31T13:00:03.655",734,1754.931763,1888.5943600000001,1855.903564,1946.420288,1796.3070070000001,1740.7501219999999,1730.248779,1851.711914,1758.0657960000001,1840.063232,1817.668091,1851.461548,1861.4692379999999,1874.695557,1869.8448490000001,1880.395996,1875.834106,1831.9782709999999,1750.421143,1844.37915,1836.6017331999999]
["2014-01-31T14:00:03.660",735,1616.8388669999999,1903.500732,1772.786865,1970.658081,1810.453491,1761.2109379999999,1743.8950199999999,1871.970337,1761.5268550000001,1836.888672,1812.670044,1841.329712,1850.7963870000001,1880.0791019999999,1874.6948239999999,1894.1435550000001,1889.6248780000001,1851.3396,1763.656982,1862.9736330000001,1852.3477296000001]
["2014-01-31T15:00:03.665",736,1617.429443,1916.8498540000001,1796.4807129999999,1864.5173339999999,1795.1419679999999,1747.76001,1761.5888669999999,1889.5775149999999,1770.0649410000001,1840.68103,1818.71875,1837.524658,1831.8817140000001,1868.68335,1861.675293,1891.64978,1883.8396,1856.553467,1770.298096,1873.376953,1855.1435791999997]
["2014-01-31T16:00:03.670",737,1575.471436,1931.1549070000001,1786.588745,1862.877197,1775.206177,1719.553345,1733.1845699999999,1889.0169679999999,1771.022095,1847.2257079999999,1831.776245,1845.4554439999999,1821.4039310000001,1858.972168,1847.3076169999999,1883.1583250000001,1866.0363769999999,1848.391357,1768.6292719999999,1872.649048,1847.7728757999998]
["2014-01-31T17:00:03.675",738,1596.123169,1948.073486,1805.3443600000001,1844.2907709999999,1776.4067379999999,1711.542236,1720.5306399999999,1865.7211910000001,1752.045288,1834.1207280000001,1840.114014,1855.4830320000001,1822.094482,1857.6719969999999,1843.1674800000001,1881.2432859999999,1849.980957,1835.795288,1764.697876,1865.040039,1839.3514891999998]
["2014-01-31T18:00:03.680",739,1605.644775,1960.957764,1821.8111570000001,1858.1556399999999,1782.145996,1708.92749,1718.5267329999999,1846.3660890000001,1742.5323490000001,1813.9418949999999,1829.9997559999999,1850.8134769999999,1824.5081789999999,1860.1545410000001,1848.1945800000001,1889.3588870000001,1843.9332280000001,1828.0444339999999,1767.4381100000001,1859.4626459999999,1837.6474609999998]
["2014-01-31T19:00:03.685",740,1549.206543,1971.119751,1740.771362,1880.330322,1793.722168,1710.7554929999999,1722.667236,1822.397461,1740.7270510000001,1797.877563,1819.2835689999999,1838.3763429999999,1823.647217,1854.6949460000001,1852.3596190000001,1900.326538,1846.3486330000001,1827.044922,1779.3148189999999,1861.130615,1842.8331054000002]
["2014-01-31T20:00:03.690",741,1563.017456,1977.214111,1768.564087,1799.8522949999999,1781.0638429999999,1686.136475,1725.8376459999999,1796.2863769999999,1738.0896,1780.614746,1806.548706,1827.2739260000001,1826.8673100000001,1845.79126,1851.4458010000001,1903.460327,1848.6575929999999,1827.335693,1793.5775149999999,1867.3050539999999,1848.0672363999997]
["2014-01-31T21:00:03.695",742,1529.5360109999999,1979.06665,1710.7595209999999,1834.673706,1768.9041749999999,1658.494751,1684.5192870000001,1757.8688959999999,1723.1583250000001,1759.713135,1787.3120120000001,1812.022217,1832.4323730000001,1837.2797849999999,1849.250366,1897.559692,1847.402832,1822.7495120000001,1798.9582519999999,1869.977905,1847.3296385999997]
["2014-01-31T22:00:03.700",743,1349.2974850000001,1966.1607670000001,1605.684692,1794.0576169999999,1765.0389399999999,1645.555298,1662.8641359999999,1714.2332759999999,1688.716064,1718.8217770000001,1755.969482,1786.599365,1832.1826169999999,1825.729004,1842.505981,1884.0772710000001,1843.7039789999999,1813.2407229999999,1790.8382570000001,1864.572144,1839.2864748]
["2014-01-31T23:00:03.705",744,1227.982178,1950.1987300000001,1556.0469969999999,1689.7407229999999,1726.625,1604.191284,1635.9135739999999,1691.0780030000001,1663.9989009999999,1679.6370850000001,1710.2764890000001,1744.68335,1814.737183,1805.6304929999999,1825.4178469999999,1861.7421879999999,1835.3863530000001,1799.7592770000001,1771.127563,1851.657471,1823.9345704]
["2014-02-01T00:00:03.710",745,1181.282837,1939.6591800000001,1497.7404790000001,1640.963745,1685.8520510000001,1555.6022949999999,1576.594116,1666.4522710000001,1636.1564940000001,1652.182129,1675.311768,1703.5966800000001,1780.8188479999999,1771.685913,1792.7174070000001,1828.809937,1818.710693,1781.0491939999999,1742.102905,1832.0589600000001,1800.5463377999999]
["2014-02-01T01:00:03.715",746,1008.554199,1934.694092,1345.442871,1588.3461910000001,1661.0473629999999,1527.3873289999999,1529.076538,1644.928101,1597.2163089999999,1621.7807620000001,1646.6994629999999,1674.1285399999999,1744.455811,1736.3029790000001,1750.601807,1787.026245,1791.1171879999999,1755.5277100000001,1705.951904,1805.764893,1769.0775880000001]
["2014-02-01T02:00:03.720",747,963.48406980000004,1933.56897,1325.428467,1425.195557,1613.5289310000001,1478.2139890000001,1501.559692,1644.9013669999999,1572.508423,1601.0660399999999,1619.790894,1647.888672,1707.908936,1706.6076660000001,1712.547241,1747.7689210000001,1759.0902100000001,1725.4479980000001,1666.2105710000001,1773.8538820000001,1734.4743163999999]
["2014-02-01T03:00:03.725",748,996.59466550000002,1944.5302730000001,1361.3486330000001,1390.1567379999999,1572.6385499999999,1429.6917719999999,1441.9674070000001,1646.3688959999999,1557.8382570000001,1602.6585689999999,1611.8186040000001,1633.255737,1674.0740969999999,1680.4375,1681.556519,1719.5424800000001,1732.333862,1699.030884,1632.0986330000001,1742.602905,1705.1217528000002]
["2014-02-01T04:00:03.730",749,1043.4039310000001,1962.7353519999999,1406.9327390000001,1431.285034,1583.7470699999999,1438.057251,1414.6779790000001,1643.1072999999999,1536.6750489999999,1602.730225,1619.1888429999999,1639.046143,1655.7150879999999,1665.8551030000001,1661.7426760000001,1703.869263,1714.0458980000001,1682.217529,1612.503784,1720.169189,1686.5611326000003]
["2014-02-01T05:00:03.735",750,1170.304443,1988.314453,1532.6285399999999,1488.6264650000001,1619.021606,1481.77124,1447.7025149999999,1669.6282960000001,1544.0683590000001,1611.13562,1625.665894,1649.755005,1652.4729,1668.444702,1661.871216,1705.170288,1707.852539,1676.8222659999999,1609.2250979999999,1710.1304929999999,1681.8401368]
["2014-02-01T06:00:03.740",751,1500.359375,2015.580078,1806.3242190000001,1633.8426509999999,1678.6604,1551.681885,1509.9764399999999,1719.0251459999999,1590.7735600000001,1651.821655,1652.638672,1669.889893,1659.6888429999999,1678.9932859999999,1677.9368899999999,1724.525635,1718.7017820000001,1685.9772949999999,1622.4320070000001,1714.0008539999999,1693.1275146]
["2014-02-01T07:00:03.745",752,1891.764404,2035.9798579999999,1941.554932,1957.1602780000001,1797.67749,1690.383423,1606.8770750000001,1780.3364260000001,1657.9195560000001,1714.618774,1706.978149,1716.9688719999999,1688.891357,1702.25647,1704.8446039999999,1753.9804690000001,1742.6451420000001,1709.8170170000001,1651.2670900000001,1732.7978519999999,1718.1015140000004]
["2014-02-01T08:00:03.750",753,2041.252808,2041.549561,1989.543091,2145.686279,1922.169922,1850.009155,1784.4925539999999,1873.2274170000001,1754.6660159999999,1792.280884,1773.976807,1783.080811,1743.7071530000001,1748.3394780000001,1749.761841,1792.030518,1775.626831,1742.943115,1688.2301030000001,1762.444702,1752.2550538]
["2014-02-01T09:00:03.755",754,2157.6079100000002,2027.3092039999999,2098.820068,2206.267578,1978.528198,1935.230591,1936.962158,1987.3199460000001,1885.039673,1905.451172,1858.2696530000001,1860.4289550000001,1813.544189,1811.9013669999999,1811.5325929999999,1841.5969239999999,1820.29126,1783.6264650000001,1727.248413,1797.9464109999999,1794.1418945999999]
["2014-02-01T10:00:03.760",755,2162.063232,2007.022095,2089.5520019999999,2321.4782709999999,2008.8374020000001,1979.5394289999999,1996.8157960000001,2058.851318,1980.4580080000001,2020.25,1964.0473629999999,1958.224487,1897.3713379999999,1888.065552,1880.6401370000001,1897.9105219999999,1874.216797,1832.169312,1768.7116699999999,1838.7783199999999,1842.3573241999998]
["2014-02-01T11:00:03.765",756,2302.6528320000002,1982.6373289999999,2287.0803219999998,2311.3957519999999,2022.984009,2007.598389,2036.015259,2090.1540530000002,2014.1207280000001,2080.9870609999998,2041.6553960000001,2048.3876949999999,1987.1923830000001,1979.70874,1956.9785159999999,1957.19165,1930.5748289999999,1884.0219729999999,1811.3077390000001,1883.6545410000001,1893.3501464000001]
["2014-02-01T12:00:03.770",757,2280.6779790000001,1962.048706,2249.5554200000001,2516.0349120000001,2058.3647460000002,2062.2297359999998,2037.8222659999999,2110.016846,2026.693237,2103.984375,2068.2009280000002,2088.9760740000002,2047.972168,2061.7426759999998,2031.108154,2019.8688959999999,1988.564453,1935.699341,1852.633789,1929.167725,1945.1868407999998]
["2014-02-01T13:00:03.775",758,2230.2685550000001,1930.654419,2245.4216310000002,2481.195557,2090.1245119999999,2119.2727049999999,2101.4470209999999,2135.2246089999999,2036.9670410000001,2104.4597170000002,2074.4821780000002,2093.857422,2065.8359380000002,2103.405518,2075.382568,2071.608643,2039.8402100000001,1985.3439940000001,1894.7955320000001,1974.7288820000001,1993.2634522000001]
["2014-02-01T14:00:03.780",759,2228.7258299999999,1899.125,2256.1369629999999,2446.2780760000001,2065.171143,2111.782471,2118.236328,2176.794922,2069.2451169999999,2122.2844239999999,2079.094482,2090.5297850000002,2058.9489749999998,2112.2802729999999,2085.0686040000001,2095.6071780000002,2066.1201169999999,2022.0083010000001,1933.0150149999999,2015.878418,2026.5258057999999]
["2014-02-01T15:00:03.785",760,2228.764893,1869.5802000000001,2269.9135740000002,2437.3471679999998,2046.461548,2097.540039,2094.3972170000002,2178.446289,2071.1511230000001,2136.9111330000001,2103.7612300000001,2103.9790039999998,2053.1577149999998,2108.0629880000001,2078.5578609999998,2097.8884280000002,2066.088135,2036.0187989999999,1954.913086,2041.4697269999999,2039.275635]
["2014-02-01T16:00:03.790",761,1878.569092,1844.9039310000001,1945.048462,2437.3952640000002,2040.8950199999999,2100.5664059999999,2082.244385,2168.3125,2049.8071289999998,2122.5905760000001,2110.4091800000001,2116.6464839999999,2057.890625,2113.0964359999998,2075.9770509999998,2096.0571289999998,2054.4873050000001,2033.4406739999999,1960.6727289999999,2048.7136230000001,2038.6742919999997]
["2014-02-01T17:00:03.795",762,1928.2416989999999,1815.9039310000001,2007.8009030000001,2061.048096,1952.6523440000001,2004.560303,2088.9458009999998,2163.4460450000001,2042.83374,2105.0803219999998,2100.3798830000001,2107.3400879999999,2054.7565920000002,2115.907471,2080.0737300000001,2103.2290039999998,2047.8764650000001,2027.8636469999999,1962.5500489999999,2047.186768,2037.7411865999998]
["2014-02-01T18:00:03.800",763,1838.0595699999999,1796.1273189999999,1931.728638,2073.7299800000001,1866.9449460000001,1889.5275879999999,1953.4774170000001,2111.911865,2018.168823,2098.6459960000002,2097.5417480000001,2096.3481449999999,2044.351318,2105.6945799999999,2076.0888669999999,2111.3759770000001,2046.393311,2026.575439,1971.6885990000001,2048.5026859999998,2040.9072024000002]
["2014-02-01T19:00:03.805",764,1912.2404790000001,1774.0417480000001,1971.5900879999999,1999.1979980000001,1851.6445309999999,1855.3355710000001,1886.7810059999999,2012.919189,1933.0280760000001,2032.3663329999999,2078.5776369999999,2087.6208499999998,2043.0241699999999,2094.9821780000002,2067.5991210000002,2110.7246089999999,2040.376953,2023.1533199999999,1983.7181399999999,2052.8376459999999,2042.1621335999996]
["2014-02-01T20:00:03.810",765,1837.30249,1750.730225,1877.6632079999999,2041.3045649999999,1843.2326660000001,1842.990601,1852.681519,1955.5938719999999,1886.174927,1956.6523440000001,2007.26062,2035.8204350000001,2030.760986,2083.054443,2063.1479490000002,2106.1789549999999,2031.9975589999999,2012.8874510000001,1986.868164,2052.0190429999998,2037.9902343999997]
["2014-02-01T21:00:03.815",766,1792.8793949999999,1715.8469239999999,1817.638062,1957.8446039999999,1826.903687,1817.397827,1849.1551509999999,1908.3305660000001,1868.7939449999999,1908.3000489999999,1953.5620120000001,1971.3995359999999,1994.88562,2040.6252440000001,2042.3824460000001,2093.8247070000002,2025.3408199999999,2000.4263920000001,1980.051025,2044.468384,2028.8222656000003]
["2014-02-01T22:00:03.820",767,1686.1477050000001,1678.1391599999999,1701.0078129999999,1901.7581789999999,1783.3249510000001,1762.8713379999999,1806.375366,1866.543457,1853.0063479999999,1876.9533690000001,1917.708862,1931.4608149999999,1964.408813,1990.9212649999999,2001.2836910000001,2057.8671880000002,2005.8447269999999,1982.9536129999999,1964.214111,2031.8084719999999,2008.5376222]
["2014-02-01T23:00:03.825",768,1424.825073,1638.122314,1536.1363530000001,1793.7597659999999,1732.5120850000001,1699.1877440000001,1747.7963870000001,1811.4545900000001,1813.5825199999999,1838.73999,1885.9495850000001,1904.244263,1945.706909,1954.339966,1963.8847659999999,2010.328125,1973.37085,1952.4414059999999,1929.957275,2006.974731,1974.6144773999999]
["2014-02-02T00:00:03.830",769,1117.648682,1603.8608400000001,1329.444092,1625.6374510000001,1656.78772,1612.4646,1675.073486,1761.4820560000001,1763.775024,1791.372803,1841.095581,1867.74353,1923.713745,1927.2825929999999,1933.814453,1968.404419,1943.314697,1917.142212,1882.038086,1970.0279539999999,1936.1854735999998]
["2014-02-02T01:00:03.835",770,975.30322269999999,1578.857788,1215.3927000000001,1401.447876,1556.3927000000001,1494.8363039999999,1575.5622559999999,1710.7818600000001,1707.757568,1745.1944579999999,1794.081177,1822.360107,1886.656982,1895.096802,1901.4171140000001,1933.3988039999999,1920.4729,1888.157471,1837.328125,1932.856323,1902.4427246]
["2014-02-02T02:00:03.840",771,975.33233640000003,1570.116211,1207.9632570000001,1268.3706050000001,1468.320068,1386.591064,1445.0667719999999,1651.8675539999999,1636.682129,1695.961182,1749.084595,1779.6298830000001,1841.5704350000001,1857.281982,1862.398682,1899.3027340000001,1898.4239500000001,1866.012207,1804.040405,1903.434814,1874.2428219999997]
["2014-02-02T03:00:03.845",772,993.55969240000002,1572.1136469999999,1219.525513,1258.915405,1436.700317,1342.4501949999999,1342.9197999999999,1596.9566649999999,1559.1096190000001,1637.0191649999999,1699.732788,1737.2592770000001,1795.6568600000001,1820.2932129999999,1824.3460689999999,1867.640625,1874.7143550000001,1846.4160159999999,1779.965942,1880.5737300000001,1849.8621336000001]
["2014-02-02T04:00:03.850",773,1035.0341800000001,1577.971313,1269.0079350000001,1280.130249,1445.3135990000001,1352.7899170000001,1317.525879,1579.8188479999999,1513.4125979999999,1588.9626459999999,1649.677612,1691.1972659999999,1748.201904,1783.755005,1791.6035159999999,1843.784058,1854.4377440000001,1830.6419679999999,1763.762817,1862.6308590000001,1831.0514891999999]
["2014-02-02T05:00:03.855",774,1169.3920900000001,1584.060913,1353.692749,1339.8929439999999,1471.432495,1387.6365969999999,1344.228394,1604.4429929999999,1519.6475829999999,1583.4866939999999,1626.3029790000001,1659.3829350000001,1705.226807,1746.700317,1762.2929690000001,1827.3339840000001,1840.3081050000001,1822.444092,1757.9174800000001,1852.013062,1820.0033446000002]
["2014-02-02T06:00:03.860",775,1348.400513,1594.8496090000001,1459.099731,1438.078857,1514.769043,1442.6682129999999,1400.829956,1649.983643,1559.091919,1619.0976559999999,1645.828125,1666.767578,1687.049438,1723.1990969999999,1741.6358640000001,1816.225342,1830.3999020000001,1821.1094969999999,1761.6649170000001,1849.912842,1815.8625]
["2014-02-02T07:00:03.865",776,1646.3889160000001,1601.904663,1589.018188,1559.3276370000001,1572.5614009999999,1514.2633060000001,1479.8942870000001,1706.162842,1615.6070560000001,1677.7749020000001,1694.0828859999999,1710.5866699999999,1705.6274410000001,1731.7108149999999,1745.149414,1817.2294919999999,1827.9224850000001,1824.7574460000001,1770.286255,1853.814697,1818.8020750000001]
["2014-02-02T08:00:03.870",777,1836.900024,1601.867798,1703.403687,1706.2692870000001,1638.676514,1597.318115,1571.2216800000001,1767.1938479999999,1682.7551269999999,1748.094116,1755.0269780000001,1771.3813479999999,1751.807251,1771.880005,1778.9461670000001,1840.0394289999999,1842.903687,1837.7198490000001,1783.6248780000001,1863.598755,1833.5773196000002]
["2014-02-02T09:00:03.875",778,1826.400269,1592.08728,1689.392822,1836.063232,1701.652832,1679.0866699999999,1666.974487,1827.4316409999999,1753.3404539999999,1821.1362300000001,1819.510376,1836.4388429999999,1810.3604740000001,1830.1644289999999,1832.3081050000001,1882.7030030000001,1878.4221190000001,1865.876953,1807.412476,1884.255981,1863.7341064]
["2014-02-02T10:00:03.880",779,1811.5858149999999,1578.9875489999999,1651.8192140000001,1817.2330320000001,1719.9730219999999,1712.2535399999999,1747.054077,1880.3041989999999,1817.8707280000001,1889.366577,1879.744019,1898.655518,1870.4604489999999,1894.0017089999999,1891.510254,1933.6945800000001,1925.662842,1906.581543,1842.8048100000001,1918.0253909999999,1905.3538332000001]
["2014-02-02T11:00:03.885",780,1711.7366939999999,1566.712158,1603.875366,1753.6072999999999,1689.9063719999999,1682.0314940000001,1751.885376,1902.157471,1853.417236,1941.9948730000001,1928.6383060000001,1951.274658,1924.736328,1954.2076420000001,1947.2733149999999,1982.43103,1973.2402340000001,1950.4528809999999,1882.6435550000001,1959.201904,1949.5939208]
["2014-02-02T12:00:03.890",781,1652.809814,1554.6087649999999,1569.282471,1677.5950929999999,1646.7666019999999,1629.2016599999999,1699.9654539999999,1876.6842039999999,1833.2039789999999,1949.544067,1950.666626,1982.934814,1965.9263920000001,2003.401611,1993.1879879999999,2022.7150879999999,2013.512817,1989.4365230000001,1918.559082,1999.077393,1988.6601805999999]
["2014-02-02T13:00:03.895",782,1645.0969239999999,1550.31665,1570.28772,1618.0166019999999,1606.5786129999999,1580.3500979999999,1631.436279,1828.2358400000001,1777.532471,1908.1513669999999,1927.088013,1973.522827,1979.621582,2031.0832519999999,2022.5101320000001,2050.9013669999999,2041.9570309999999,2019.2689210000001,1946.21228,2031.7456050000001,2018.0170407999999]
["2014-02-02T14:00:03.900",783,1714.119995,1547.0111079999999,1581.5267329999999,1602.6915280000001,1584.2100829999999,1549.9907229999999,1571.622192,1777.419067,1717.661865,1843.913818,1873.5314940000001,1924.568115,1955.1986079999999,2021.696289,2023.5787350000001,2061.3339839999999,2053.9208979999999,2037.0748289999999,1964.358643,2054.5153810000002,2034.2407469999998]
["2014-02-02T15:00:03.905",784,1578.954712,1545.6899410000001,1524.004639,1606.564331,1578.225586,1539.7364500000001,1538.3903809999999,1737.0778809999999,1669.718018,1779.339966,1815.5783690000001,1862.114014,1904.4029539999999,1977.447876,1991.4171140000001,2046.4566649999999,2041.8747559999999,2037.9521480000001,1970.8134769999999,2064.751221,2032.3696533999998]
["2014-02-02T16:00:03.910",785,1557.0322269999999,1551.0710449999999,1517.200317,1537.1970209999999,1561.228638,1516.7673339999999,1527.93335,1710.877686,1641.0894780000001,1728.9952390000001,1767.965942,1807.140259,1848.365356,1918.0043949999999,1939.221313,2009.346802,2004.8874510000001,2017.1892089999999,1960.3668210000001,2057.7077640000002,2009.8996094000001]
["2014-02-02T17:00:03.915",786,1562.8393550000001,1563.891846,1524.160889,1515.819336,1541.119263,1482.443115,1497.9213870000001,1682.546509,1620.5271,1695.9296879999999,1736.7041019999999,1768.6232910000001,1802.0045170000001,1861.6110839999999,1884.712158,1963.8134769999999,1954.4351810000001,1978.5195309999999,1932.7028809999999,2032.1274410000001,1972.3197021999999]
["2014-02-02T18:00:03.920",787,1695.739014,1573.1865230000001,1613.402466,1519.7969969999999,1540.2357179999999,1465.2639160000001,1473.0986330000001,1642.4267580000001,1590.6226810000001,1660.4916989999999,1712.6791989999999,1743.4445800000001,1771.256592,1818.5009769999999,1839.2139890000001,1922.0054929999999,1904.463379,1932.502808,1896.309082,1994.8969729999999,1930.035547]
["2014-02-02T19:00:03.925",788,1621.4304199999999,1571.6795649999999,1564.028564,1621.8983149999999,1566.837769,1483.2924800000001,1465.091187,1606.8066409999999,1565.4426269999999,1622.1455080000001,1679.8714600000001,1715.4075929999999,1749.1517329999999,1787.6842039999999,1806.0391850000001,1889.0657960000001,1863.3608400000001,1887.9195560000001,1860.253052,1955.5767820000001,1891.2352052000001]
["2014-02-02T20:00:03.930",789,1572.011841,1557.6148679999999,1511.111206,1585.3706050000001,1579.1116939999999,1494.684448,1497.6202390000001,1585.9930420000001,1556.8572999999999,1590.6053469999999,1645.314697,1681.959351,1726.899658,1757.5004879999999,1778.203857,1861.625732,1832.45874,1848.3764650000001,1828.1917719999999,1919.876831,1858.105908]
["2014-02-02T21:00:03.935",790,1539.423706,1534.7974850000001,1476.878784,1528.7075199999999,1549.30188,1460.66687,1490.360596,1570.6976320000001,1559.1301269999999,1577.971313,1617.8358149999999,1652.7510990000001,1706.369629,1725.291504,1748.9910890000001,1830.7330320000001,1805.730225,1812.048706,1797.841797,1887.8984379999999,1826.8504396000001]
["2014-02-02T22:00:03.940",791,1431.1358640000001,1508.7510990000001,1385.3276370000001,1497.3258060000001,1516.9201660000001,1420.5086670000001,1442.1679690000001,1531.621582,1532.8500979999999,1558.349976,1597.2001949999999,1633.5679929999999,1693.401245,1695.9495850000001,1720.1712649999999,1793.2795410000001,1778.2346190000001,1774.7364500000001,1762.7164310000001,1855.105957,1792.8145995999998]
["2014-02-02T23:00:03.945",792,1157.247192,1479.2307129999999,1236.1239009999999,1408.3901370000001,1477.466797,1379.394409,1394.444092,1489.2163089999999,1485.247437,1516.018433,1557.8585210000001,1605.3179929999999,1680.902832,1672.9194339999999,1695.371216,1753.557251,1750.794189,1736.1213379999999,1719.787231,1818.0073239999999,1755.6534666]
["2014-02-03T00:00:03.950",793,1005.820374,1453.8156739999999,1144.0092770000001,1248.252686,1408.369751,1308.349487,1335.4841309999999,1456.1345209999999,1440.4990230000001,1472.402466,1505.679443,1557.552612,1651.1323239999999,1642.560669,1667.9464109999999,1715.2105710000001,1726.094482,1699.810913,1672.920654,1778.2210689999999,1718.4515378000001]
["2014-02-03T01:00:03.955",794,899.5587769,1439.509644,1061.7698969999999,1142.7144780000001,1337.9298100000001,1229.6525879999999,1243.860962,1418.4724120000001,1390.1419679999999,1434.8789059999999,1460.86499,1509.200317,1605.9614260000001,1598.6876219999999,1627.2288820000001,1673.39978,1699.5325929999999,1667.2558590000001,1628.2973629999999,1739.9003909999999,1681.6771971999999]
["2014-02-03T02:00:03.960",795,935.95916750000004,1434.457275,1100.9801030000001,1053.9018550000001,1289.3161620000001,1173.714111,1163.6292719999999,1379.7282709999999,1330.2761230000001,1391.9732670000001,1420.7413329999999,1469.9866939999999,1558.822876,1553.2025149999999,1579.2807620000001,1627.2803960000001,1665.3813479999999,1634.514404,1586.514893,1703.290283,1643.3962648000002]
["2014-02-03T03:00:03.965",796,935.03387450000002,1435.8386230000001,1107.1881100000001,1099.1389160000001,1280.8374020000001,1163.95874,1109.6951899999999,1359.0960689999999,1285.627563,1355.3554690000001,1381.830933,1433.1397710000001,1512.4578859999999,1513.184448,1536.229736,1586.4129640000001,1628.7216800000001,1601.1152340000001,1546.861572,1666.801025,1605.982495]
["2014-02-03T04:00:03.970",797,930.20373540000003,1436.7308350000001,1086.6096190000001,1123.306274,1301.0893550000001,1190.4436040000001,1124.4488530000001,1367.153442,1272.842163,1338.748047,1360.2189940000001,1406.5029300000001,1469.4926760000001,1477.1251219999999,1500.606812,1557.5277100000001,1598.1376949999999,1573.3735349999999,1515.013428,1634.145874,1575.6396483999999]
["2014-02-03T05:00:03.975",798,1037.1671140000001,1437.2231449999999,1179.0008539999999,1109.994995,1307.642212,1204.4873050000001,1166.709717,1406.138428,1302.294312,1359.9626459999999,1366.9376219999999,1404.5573730000001,1441.752686,1452.251831,1475.479004,1540.746582,1576.052856,1555.740967,1497.088379,1611.4997559999999,1556.2257079999999]
["2014-02-03T06:00:03.980",799,1151.331909,1440.796509,1221.4277340000001,1213.6483149999999,1331.666504,1231.1990969999999,1192.4064940000001,1441.3474120000001,1344.1396480000001,1408.721436,1408.5992429999999,1437.7531739999999,1443.3811040000001,1449.334351,1470.169922,1538.7856449999999,1564.9670410000001,1548.5541989999999,1493.1125489999999,1600.8975829999999,1549.2634033999998]
["2014-02-03T07:00:03.985",800,1247.955322,1443.4923100000001,1247.23999,1275.346436,1372.6254879999999,1278.524658,1248.68103,1471.745361,1380.5173339999999,1452.415649,1459.5998540000001,1492.6525879999999,1478.4854740000001,1477.5852050000001,1493.7026370000001,1557.025635,1570.747314,1553.820923,1501.926514,1602.362061,1557.1764894]
["2014-02-03T08:00:03.990",801,1544.9448239999999,1442.842163,1329.4279790000001,1307.501587,1395.4757079999999,1308.4837649999999,1304.7775879999999,1509.2835689999999,1428.2124020000001,1497.8548579999999,1500.8420410000001,1541.1767580000001,1528.5417480000001,1526.8704829999999,1543.656616,1597.9689940000001,1599.0238039999999,1575.628784,1524.535889,1617.5509030000001,1582.9416747999999]
["2014-02-03T09:00:03.995",802,1624.1732179999999,1442.2124020000001,1359.919922,1396.240967,1421.3701169999999,1337.1437989999999,1333.3358149999999,1531.6157229999999,1467.756592,1541.483643,1541.3222659999999,1582.5390629999999,1578.748413,1576.4536129999999,1600.2349850000001,1650.8985600000001,1645.486572,1614.6602780000001,1561.851807,1648.4228519999999,1624.2640138000002]
["2014-02-03T10:00:04",803,1634.852905,1432.1625979999999,1366.9521480000001,1433.1260990000001,1447.307861,1368.3393550000001,1365.6232910000001,1543.225952,1487.680908,1563.9079589999999,1567.7860109999999,1615.3720699999999,1626.2531739999999,1622.0539550000001,1650.2680660000001,1698.723755,1694.0509030000001,1661.2725829999999,1607.2729489999999,1690.7661129999999,1670.4172606]
["2014-02-03T11:00:04.005",804,1624.569336,1420.717529,1396.429443,1434.269409,1450.2418210000001,1378.5620120000001,1384.42688,1555.3138429999999,1502.127808,1574.402466,1573.503418,1626.930908,1659.622803,1657.673706,1690.0516359999999,1734.491943,1733.7773440000001,1702.2497559999999,1646.868774,1732.556763,1709.9889160000002]
["2014-02-03T12:00:04.010",805,1664.701904,1411.388428,1448.685669,1455.355225,1449.2585449999999,1380.685669,1378.8226320000001,1556.3710940000001,1503.600586,1576.5679929999999,1571.939331,1623.415039,1672.336914,1673.809692,1710.329956,1754.365845,1760.100952,1731.4602050000001,1672.5267329999999,1764.075562,1736.5058594000002]
["2014-02-03T13:00:04.015",806,1632.8988039999999,1400.9415280000001,1437.3131100000001,1504.5277100000001,1461.549561,1398.2301030000001,1374.037231,1552.140259,1491.001831,1564.5614009999999,1561.9829099999999,1612.216064,1668.571533,1674.194702,1709.1678469999999,1754.9099120000001,1767.393188,1745.4083250000001,1682.7844239999999,1781.6479489999999,1746.4287596000001]
["2014-02-03T14:00:04.020",807,1576.2498780000001,1389.5498050000001,1404.3414310000001,1485.1450199999999,1465.709351,1411.0566409999999,1390.336914,1558.100952,1483.6053469999999,1549.230591,1545.241943,1592.798096,1649.9539789999999,1662.8948969999999,1693.142578,1740.808716,1756.1513669999999,1741.872192,1677.137939,1783.398193,1739.8736813999999]
["2014-02-03T15:00:04.025",808,1614.237183,1379.965698,1455.7691649999999,1431.868408,1446.647827,1395.299438,1393.1801760000001,1568.27124,1486.741577,1546.4880370000001,1536.567139,1575.2631839999999,1621.8836670000001,1641.764038,1666.342163,1718.6110839999999,1732.3514399999999,1724.1601559999999,1659.5457759999999,1770.8804929999999,1721.1097898]
["2014-02-03T16:00:04.030",809,1531.794922,1386.838013,1421.9179690000001,1469.6110839999999,1442.167725,1389.3454589999999,1372.3891599999999,1562.3623050000001,1480.1632079999999,1545.893311,1540.532471,1571.755737,1598.21875,1620.3905030000001,1636.3795170000001,1693.1759030000001,1701.268677,1697.477539,1636.7132570000001,1749.1823730000001,1695.5635498000004]
["2014-02-03T17:00:04.035",810,1542.2508539999999,1391.6545410000001,1440.455078,1427.1866460000001,1444.735962,1389.6872559999999,1380.0272219999999,1552.4719239999999,1467.501831,1533.1929929999999,1540.4820560000001,1573.3342290000001,1585.377563,1608.4698490000001,1615.376221,1672.2410890000001,1670.2579350000001,1666.8670649999999,1613.403442,1723.2192379999999,1669.1977537999999]
["2014-02-03T18:00:04.040",811,1763.885986,1395.762573,1680.2595209999999,1433.673462,1439.2951660000001,1381.1876219999999,1376.2075199999999,1546.1401370000001,1467.704712,1526.594482,1534.538452,1568.158936,1576.549683,1601.0170900000001,1605.983643,1661.602905,1648.178345,1639.2144780000001,1594.244263,1698.070923,1648.2621827999999]
["2014-02-03T19:00:04.045",812,1842.170654,1396.255615,1734.9415280000001,1700.7529300000001,1503.5607910000001,1446.3603519999999,1373.487793,1526.722168,1463.6660159999999,1519.217529,1534.0170900000001,1565.3920900000001,1572.8348390000001,1591.6446530000001,1600.7611079999999,1656.659668,1636.202393,1619.233643,1582.9833980000001,1678.8275149999999,1634.7813234]
["2014-02-03T20:00:04.050",813,1758.968384,1384.6290280000001,1645.1695560000001,1801.1788329999999,1587.2100829999999,1550.2585449999999,1474.2554929999999,1536.0844729999999,1477.8066409999999,1505.4051509999999,1525.343018,1561.8542480000001,1577.33728,1585.7513429999999,1599.1297609999999,1650.8554690000001,1628.8355710000001,1604.584961,1576.5584719999999,1665.6048579999999,1625.2878661999998]
["2014-02-03T21:00:04.055",814,1546.3664550000001,1350.141846,1425.9476320000001,1711.2105710000001,1583.8820800000001,1563.2813719999999,1563.1906739999999,1583.7863769999999,1541.353149,1532.795044,1524.7467039999999,1556.5241699999999,1582.4476320000001,1579.542236,1600.216919,1643.6982419999999,1624.6875,1591.843384,1567.892456,1653.7960210000001,1616.3835205999999]
["2014-02-03T22:00:04.060",815,1334.0947269999999,1312.0410159999999,1303.3570560000001,1460.459717,1489.6226810000001,1461.261841,1542.0214840000001,1593.6958010000001,1579.0489500000001,1579.0760499999999,1559.5267329999999,1578.996948,1598.634399,1575.059814,1598.150879,1632.322388,1621.690918,1580.565063,1554.476807,1640.8342290000001,1605.977881]
["2014-02-03T23:00:04.065",816,1028.0893550000001,1278.2735600000001,1145.7054439999999,1304.388794,1381.1773679999999,1331.2932129999999,1407.6191409999999,1535.333862,1534.0297849999999,1578.2032469999999,1580.470581,1612.000732,1632.3304439999999,1591.8829350000001,1603.6430660000001,1619.8599850000001,1617.196289,1569.1096190000001,1535.6533199999999,1625.753784,1593.5145994000002]
["2014-02-04T00:00:04.070",817,933.22735599999999,1251.9860839999999,1041.9201660000001,1121.4998780000001,1292.8292240000001,1226.0545649999999,1274.4077150000001,1444.7983400000001,1433.6282960000001,1507.936768,1542.8165280000001,1600.0511469999999,1649.53125,1615.1173100000001,1619.832764,1618.8420410000001,1619.440552,1560.434937,1513.783081,1609.21875,1584.3438721999999]
["2014-02-04T01:00:04.075",818,774.38482669999996,1239.9794919999999,960.13043210000001,993.64880370000003,1214.8076169999999,1134.6518550000001,1151.7951660000001,1368.533447,1341.973389,1417.7493899999999,1460.9697269999999,1530.4007570000001,1616.3436280000001,1606.424072,1619.5196530000001,1623.471802,1629.355591,1561.490601,1499.682861,1598.3460689999999,1582.4693848000002]
["2014-02-04T02:00:04.080",819,767.76263429999995,1236.790894,937.5411987,898.23828130000004,1161.3446039999999,1066.129639,1052.5812989999999,1304.611206,1266.0854489999999,1338.5335689999999,1383.476807,1447.6674800000001,1544.8941649999999,1554.072144,1581.541504,1611.337158,1628.8325199999999,1566.7204589999999,1497.005615,1596.807251,1580.1406006000002]
["2014-02-04T03:00:04.085",820,803.11254880000001,1242.7929690000001,961.21203609999998,874.60510250000004,1135.641846,1029.8186040000001,983.38757320000002,1260.788086,1208.233643,1276.4801030000001,1321.2387699999999,1382.2491460000001,1470.3774410000001,1486.576172,1520.7932129999999,1575.431885,1603.7841800000001,1560.852905,1493.510986,1595.064331,1565.7288574000002]
["2014-02-04T04:00:04.090",821,851.3475952,1254.5976559999999,989.84985349999999,912.90417479999996,1144.602783,1033.1743160000001,961.51391599999999,1240.3863530000001,1176.231812,1237.5748289999999,1278.9289550000001,1336.9350589999999,1410.065918,1427.213501,1464.581909,1533.455933,1564.8572999999999,1540.264893,1478.8760990000001,1582.2639160000001,1539.9436282000001]
["2014-02-04T05:00:04.095",822,894.74255370000003,1270.049561,1015.638428,963.56872559999999,1172.894409,1061.2178960000001,989.95025629999998,1249.5303960000001,1179.2342530000001,1229.1920170000001,1261.723755,1314.1701660000001,1369.8061520000001,1384.860107,1424.659668,1501.981323,1530.844116,1517.3392329999999,1460.3492429999999,1562.0692140000001,1514.5166257999999]
["2014-02-04T06:00:04.100",823,942.92376709999996,1289.354004,1044.275513,1009.273193,1202.9617920000001,1091.970947,1041.991577,1279.721802,1213.688721,1254.81897,1274.8135990000001,1319.8713379999999,1354.6602780000001,1364.446899,1404.7426760000001,1486.5694579999999,1510.701538,1503.132202,1450.3013920000001,1546.360962,1499.4131104000001]
["2014-02-04T07:00:04.105",824,989.20898439999996,1316.057861,1062.887573,1052.8666989999999,1230.468018,1118.1053469999999,1091.1879879999999,1313.101807,1258.9738769999999,1301.1188959999999,1312.822388,1354.237793,1369.2764890000001,1370.8632809999999,1408.1182859999999,1488.341553,1506.6414789999999,1500.5720209999999,1452.981567,1541.9267580000001,1498.0926756000001]
["2014-02-04T08:00:04.110",825,1137.0816649999999,1343.806763,1156.318115,1080.425293,1253.5701899999999,1137.614014,1128.269409,1339.4700929999999,1297.4376219999999,1347.5645750000001,1357.0830080000001,1402.4364009999999,1409.0040280000001,1403.446289,1436.002563,1507.658813,1520.1024170000001,1509.872437,1466.7504879999999,1549.2867429999999,1510.7341795999998]
["2014-02-04T09:00:04.115",826,1260.674683,1370.5581050000001,1214.731567,1184.9991460000001,1289.6423339999999,1171.8583980000001,1148.11853,1356.491943,1322.501221,1381.9643550000001,1390.845337,1444.0462649999999,1457.7962649999999,1449.776245,1480.4530030000001,1540.930298,1550.3824460000001,1531.494629,1489.361328,1567.423828,1535.9185057999998]
["2014-02-04T10:00:04.120",827,1282.2604980000001,1393.430908,1236.642822,1257.6473390000001,1334.77478,1222.1724850000001,1187.7894289999999,1374.6868899999999,1339.230225,1399.745361,1407.7185059999999,1467.781982,1498.749634,1492.394043,1525.170654,1577.290894,1589.58313,1562.5764160000001,1517.8131100000001,1594.440063,1568.3407225999999]
["2014-02-04T11:00:04.125",828,1337.273682,1413.250366,1302.108154,1281.3283690000001,1359.607178,1255.6813959999999,1229.0660399999999,1405.7030030000001,1363.197388,1417.3041989999999,1412.987061,1474.274414,1522.090698,1519.490845,1555.844482,1603.5211179999999,1624.1876219999999,1594.2114260000001,1545.0563959999999,1624.494995,1598.2943114]
["2014-02-04T12:00:04.130",829,1271.4902340000001,1432.797241,1272.197876,1344.720337,1381.6527100000001,1283.7364500000001,1247.672241,1433.2071530000001,1382.713745,1438.843018,1422.877686,1478.1441649999999,1530.788818,1529.280029,1566.7646480000001,1611.9197999999999,1643.1274410000001,1615.8428960000001,1561.551514,1648.1610109999999,1616.1205324]
["2014-02-04T13:00:04.135",830,1272.161987,1450.924072,1305.739746,1305.3989260000001,1390.302612,1298.5505370000001,1274.2561040000001,1457.5517580000001,1390.8969729999999,1452.0493160000001,1433.8237300000001,1485.5153809999999,1533.5424800000001,1532.1331789999999,1563.8867190000001,1604.432861,1643.159668,1621.6357419999999,1561.5076899999999,1657.772217,1617.7016355999999]
["2014-02-04T14:00:04.140",831,1276.57312,1468.6225589999999,1331.165894,1320.8476559999999,1389.4754640000001,1300.3294679999999,1275.0205080000001,1479.849487,1398.3482670000001,1465.7626949999999,1442.236328,1490.26001,1529.943237,1533.0217290000001,1556.474487,1591.3603519999999,1630.6685789999999,1613.502686,1546.8907469999999,1652.1273189999999,1606.9099366]
["2014-02-04T15:00:04.145",832,1215.2653809999999,1485.3798830000001,1315.799683,1334.9810789999999,1401.9602050000001,1314.012817,1282.724121,1490.2312010000001,1396.9327390000001,1472.8851320000001,1455.35376,1497.2535399999999,1521.915649,1530.455933,1546.471436,1580.236206,1613.8930660000001,1598.7646480000001,1527.0545649999999,1637.341797,1591.4580564000003]
["2014-02-04T16:00:04.150",833,1223.792236,1509.4682620000001,1352.1010739999999,1304.244385,1404.0013429999999,1317.4592290000001,1301.869263,1504.064087,1401.9495850000001,1477.4624020000001,1465.277832,1505.223999,1514.463379,1529.2181399999999,1537.889038,1573.7220460000001,1596.5816649999999,1582.830322,1511.0233149999999,1621.299927,1577.0914550000002]
["2014-02-04T17:00:04.155",834,1240.244751,1537.962158,1402.0419919999999,1327.2493899999999,1409.39978,1316.549438,1304.7468260000001,1508.549072,1411.631592,1487.55188,1479.9030760000001,1515.6062010000001,1510.538452,1528.6889650000001,1535.083374,1574.7379149999999,1583.2751459999999,1568.7623289999999,1502.463135,1608.4277340000001,1567.5332518]
["2014-02-04T18:00:04.160",835,1605.395874,1562.9948730000001,1756.7476810000001,1378.4060059999999,1433.5988769999999,1333.4910890000001,1314.6083980000001,1499.763428,1413.523193,1489.028564,1494.768677,1530.817749,1517.2224120000001,1532.2517089999999,1539.5623780000001,1582.597168,1577.033936,1559.77124,1503.028687,1601.3298339999999,1564.7521730000001]
["2014-02-04T19:00:04.165",836,1594.4604489999999,1579.1944579999999,1718.1501459999999,1782.3532709999999,1543.605225,1448.2657469999999,1339.434692,1491.6735839999999,1419.568726,1483.6461179999999,1497.7962649999999,1539.0904539999999,1532.2631839999999,1541.1960449999999,1553.69165,1596.1885990000001,1579.163818,1557.0051269999999,1511.3833010000001,1600.838501,1568.9158692000001]
["2014-02-04T20:00:04.170",837,1526.7026370000001,1577.26062,1661.8063959999999,1795.533081,1640.6898189999999,1569.8942870000001,1502.0306399999999,1523.8833010000001,1458.775024,1479.653198,1495.2388920000001,1538.0239260000001,1548.2613530000001,1547.706909,1571.020996,1611.819702,1589.4652100000001,1560.3992920000001,1524.158936,1605.9876710000001,1578.3661622]
["2014-02-04T21:00:04.175",838,1485.633423,1566.2563479999999,1625.3836670000001,1728.3359379999999,1622.3961179999999,1562.384888,1580.8294679999999,1588.267212,1548.2143550000001,1531.8580320000001,1509.337158,1541.432495,1563.8138429999999,1549.9282229999999,1583.0882570000001,1621.177612,1601.6687010000001,1566.7229,1536.7310789999999,1614.2749020000001,1588.1150388000001]
["2014-02-04T22:00:04.180",839,1453.5146480000001,1540.9841309999999,1548.8118899999999,1685.943237,1585.6998289999999,1511.2799070000001,1544.1442870000001,1583.423706,1573.036621,1579.110962,1559.7353519999999,1579.8032229999999,1596.431885,1557.3348390000001,1590.0545649999999,1620.0938719999999,1609.0904539999999,1569.7067870000001,1541.7608640000001,1620.214111,1592.1732176]
["2014-02-04T23:00:04.185",840,976.70465090000005,1514.059937,1113.6319579999999,1605.051514,1546.814697,1468.2835689999999,1486.037231,1542.902832,1527.242432,1558.8122559999999,1567.3782960000001,1608.7380370000001,1640.9796140000001,1589.628052,1606.6728519999999,1616.680908,1612.0498050000001,1566.3469239999999,1534.5742190000001,1618.661987,1589.6627685999999]
["2014-02-05T00:00:04.190",841,809.91125490000002,1489.3576660000001,1061.1999510000001,1118.140991,1406.831909,1318.0242920000001,1426.252808,1506.4573969999999,1475.6611330000001,1508.440186,1522.9111330000001,1578.909058,1648.405884,1612.0527340000001,1625.169922,1622.7060550000001,1621.3272710000001,1562.6759030000001,1519.6070560000001,1610.9636230000001,1587.4559816000001]
["2014-02-05T01:00:04.195",842,692.3299561,1486.8388669999999,954.31127930000002,1006.3857420000001,1262.5158690000001,1140.0201420000001,1209.847534,1430.284302,1399.927246,1461.12085,1472.3666989999999,1522.0791019999999,1609.0579829999999,1592.3870850000001,1611.2641599999999,1621.908936,1629.6070560000001,1564.2426760000001,1509.320557,1605.8664550000001,1586.1891360000002]
["2014-02-05T02:00:04.200",843,713.59753420000004,1494.959595,979.57672119999995,881.46997069999998,1210.6445309999999,1062.2142329999999,1054.2822269999999,1313.8632809999999,1262.653198,1357.3295900000001,1409.5195309999999,1466.0040280000001,1553.9592290000001,1547.902466,1566.3767089999999,1597.003418,1616.084595,1559.4495850000001,1501.461548,1602.64624,1575.3290772]
["2014-02-05T03:00:04.205",844,752.14056400000004,1512.4993899999999,1017.727722,903.78839110000001,1195.932495,1040.9700929999999,970.88946529999998,1255.7136230000001,1169.8946530000001,1250.430298,1305.2052000000001,1377.7388920000001,1481.623169,1494.668091,1515.2655030000001,1559.719116,1582.7373050000001,1538.750732,1483.467529,1589.7982179999999,1550.8945799999997]
["2014-02-05T04:00:04.210",845,797.61395259999995,1539.87915,1060.240601,964.06426999999996,1226.244629,1068.40625,971.49865720000003,1238.170044,1138.212524,1195.113159,1234.5668949999999,1290.088379,1391.0310059999999,1416.0623780000001,1454.0936280000001,1520.9678960000001,1545.619751,1510.996582,1458.3405760000001,1566.2803960000001,1520.4410402000001]
["2014-02-05T05:00:04.215",846,869.00115970000002,1576.8332519999999,1130.357422,1036.721436,1270.359009,1114.376953,1027.3975829999999,1265.324707,1159.649658,1194.4858400000001,1214.575317,1253.534058,1323.237183,1341.3760990000001,1386.1403809999999,1474.554443,1502.826294,1482.94812,1436.556274,1541.258057,1487.6286376000003]
["2014-02-05T06:00:04.220",847,999.24395749999996,1618.8095699999999,1261.0347899999999,1141.21228,1325.8073730000001,1170.205688,1104.411255,1313.2825929999999,1215.8027340000001,1240.956543,1243.3208010000001,1271.651001,1302.771606,1303.6176760000001,1344.541626,1434.714111,1459.724487,1451.956543,1415.0179439999999,1515.630981,1455.4088132000002]
["2014-02-05T07:00:04.225",848,1137.2894289999999,1662.790894,1399.8316649999999,1315.4023440000001,1404.089966,1250.7016599999999,1192.533203,1368.9132079999999,1285.0935059999999,1310.23938,1303.5764160000001,1329.1857910000001,1331.132568,1313.0717770000001,1345.9251710000001,1422.400269,1437.09375,1427.6336670000001,1395.798828,1491.133057,1434.8119142]
["2014-02-05T08:00:04.230",849,1307.106323,1701.862183,1534.191284,1502.9506839999999,1499.778564,1355.621948,1304.0135499999999,1434.7304690000001,1363.2280270000001,1386.4624020000001,1373.544067,1402.69397,1392.4765629999999,1361.615356,1387.21228,1444.041138,1447.3054199999999,1424.6660159999999,1391.165894,1479.063232,1437.2483400000001]
["2014-02-05T09:00:04.235",850,1533.9479980000001,1738.692749,1740.774048,1678.8435059999999,1591.8995359999999,1464.4681399999999,1423.2926030000001,1514.497437,1452.3645019999999,1469.5573730000001,1444.248779,1476.610962,1466.7128909999999,1430.0279539999999,1451.958862,1491.2536620000001,1487.3907469999999,1447.86853,1407.9754640000001,1488.8695070000001,1464.6715820000002]
["2014-02-05T10:00:04.240",851,1588.413452,1766.6145019999999,1780.807251,1927.0375979999999,1694.809937,1588.840698,1529.8774410000001,1598.311768,1540.2974850000001,1555.642822,1516.4438479999999,1549.030029,1542.4997559999999,1502.549683,1521.887939,1547.8027340000001,1543.5863039999999,1490.198486,1442.1154790000001,1519.485962,1508.6377930000001]
["2014-02-05T11:00:04.245",852,1574.5740969999999,1780.871582,1783.0985109999999,1987.2608640000001,1768.3801269999999,1691.940063,1654.7653809999999,1690.0023189999999,1621.2685550000001,1634.1823730000001,1584.1313479999999,1617.3438719999999,1614.7579350000001,1573.4233400000001,1587.5321039999999,1600.8515629999999,1600.961548,1539.1988530000001,1481.9626459999999,1560.9544679999999,1556.7858156]
["2014-02-05T12:00:04.250",853,1558.7379149999999,1792.0227050000001,1814.759033,1972.97522,1777.786621,1723.9486079999999,1721.9384769999999,1780.69812,1697.530029,1716.4233400000001,1646.815186,1676.53125,1675.9291989999999,1638.1430660000001,1645.2142329999999,1646.3698730000001,1651.4658199999999,1585.401245,1516.9698490000001,1601.9835210000001,1600.4380616000001]
["2014-02-05T13:00:04.255",854,1546.8752440000001,1805.9444579999999,1823.9951169999999,1983.009155,1776.7066649999999,1733.2589109999999,1726.1563719999999,1830.8514399999999,1731.7890629999999,1780.669189,1710.036987,1733.1229249999999,1725.485962,1693.142456,1691.1705320000001,1684.0097659999999,1692.0948490000001,1625.231567,1544.0529790000001,1636.728394,1636.423511]
["2014-02-05T14:00:04.260",855,1512.7464600000001,1820.630249,1861.5905760000001,1969.968384,1781.596313,1750.3549800000001,1729.617432,1859.5234379999999,1731.182495,1806.0516359999999,1748.2280270000001,1774.791504,1762.224121,1742.406982,1728.2608640000001,1715.943237,1721.494263,1657.503052,1565.247192,1664.5162350000001,1664.9407957999999]
["2014-02-05T15:00:04.265",856,1490.0972899999999,1835.294312,1890.0589600000001,1983.2886960000001,1790.5009769999999,1771.856689,1742.218384,1890.0379640000001,1735.6342770000001,1818.3240969999999,1764.261475,1789.8129879999999,1774.7353519999999,1775.990845,1756.5391850000001,1747.1048579999999,1743.352783,1683.302124,1584.039307,1686.8554690000001,1688.9309082]
["2014-02-05T16:00:04.270",857,1397.4454350000001,1856.631592,1835.4139399999999,1991.6038820000001,1804.7705080000001,1795.04126,1768.807861,1919.2456050000001,1752.9223629999999,1835.9212649999999,1785.9487300000001,1800.4788820000001,1770.1585689999999,1788.1251219999999,1769.2924800000001,1774.405029,1758.4227289999999,1705.234741,1605.7086179999999,1707.3632809999999,1710.2268795999996]
["2014-02-05T17:00:04.275",858,1388.7299800000001,1868.2454829999999,1857.3017580000001,1910.704712,1798.3046879999999,1786.6495359999999,1798.1289059999999,1942.9243160000001,1779.102539,1859.872803,1818.3824460000001,1824.9686280000001,1771.0826420000001,1795.3739009999999,1775.5146480000001,1795.3294679999999,1764.4920649999999,1721.8208010000001,1630.744263,1727.31665,1727.9406494000002]
["2014-02-05T18:00:04.280",859,1609.6854249999999,1881.470581,1928.373413,1911.3397219999999,1786.1594239999999,1763.0998540000001,1787.5729980000001,1940.1644289999999,1797.560669,1883.1944579999999,1855.0633539999999,1859.7188719999999,1789.19751,1812.061768,1792.063232,1818.6938479999999,1769.1936040000001,1733.5938719999999,1655.814697,1744.920288,1744.4432617999998]
["2014-02-05T19:00:04.285",860,1699.8382570000001,1894.4525149999999,1996.2174070000001,1990.500732,1809.0474850000001,1772.565918,1780.1854249999999,1906.9533690000001,1793.4808350000001,1881.302246,1878.8706050000001,1890.1389160000001,1821.962524,1839.3431399999999,1823.2192379999999,1851.505371,1783.8870850000001,1747.993408,1683.334351,1762.643677,1765.8727783999998]
["2014-02-05T20:00:04.290",861,1646.6629640000001,1893.551025,1847.2489009999999,2083.7770999999998,1851.439453,1807.9841309999999,1805.2475589999999,1876.102783,1793.138672,1860.443115,1873.8535159999999,1896.0673830000001,1853.981323,1867.065308,1860.8736570000001,1889.8011469999999,1810.744263,1770.046143,1717.078125,1785.8443600000001,1794.7028076000001]
["2014-02-05T21:00:04.295",862,1507.7611079999999,1879.942749,1748.0664059999999,1936.1875,1835.9456789999999,1783.982178,1840.880737,1855.66272,1808.7052000000001,1843.3549800000001,1857.586548,1881.5810550000001,1873.381592,1879.260986,1888.571533,1920.6252440000001,1841.5842290000001,1796.0391850000001,1753.3920900000001,1814.502808,1825.2287112000001]
["2014-02-05T22:00:04.300",863,1458.6816409999999,1850.644043,1675.0467530000001,1820.9975589999999,1766.626587,1690.7734379999999,1776.4604489999999,1812.780884,1805.0196530000001,1829.890259,1842.950928,1865.2016599999999,1885.155029,1877.0507809999999,1896.9976810000001,1930.3511960000001,1862.596802,1815.7109379999999,1781.255005,1840.8861079999999,1846.1600097999999]
["2014-02-05T23:00:04.305",864,1259.069702,1822.854736,1585.628052,1748.592163,1711.7211910000001,1613.5916749999999,1669.705078,1728.106567,1738.220703,1774.8896480000001,1811.9329829999999,1842.7548830000001,1891.6019289999999,1870.2818600000001,1891.321899,1918.644043,1867.2155760000001,1820.177856,1788.440186,1854.0267329999999,1849.7008787999998]
["2014-02-06T00:00:04.310",865,876.68994139999995,1799.331177,1227.615356,1662.581177,1667.9086910000001,1560.4516599999999,1585.235962,1654.2517089999999,1654.329956,1684.3122559999999,1736.6545410000001,1783.003784,1871.8608400000001,1854.0042719999999,1873.4514160000001,1894.1324460000001,1859.3747559999999,1810.0970460000001,1772.737183,1849.1464840000001,1837.097583]
["2014-02-06T01:00:04.315",866,805.83270259999995,1788.171143,1191.7650149999999,1271.9765629999999,1553.0764160000001,1432.7044679999999,1518.724365,1610.934692,1593.107422,1606.3244629999999,1651.4243160000001,1695.033081,1810.092163,1806.2763669999999,1830.063721,1857.515991,1841.0386960000001,1790.9941409999999,1742.829956,1830.699707,1812.6156982]
["2014-02-06T02:00:04.320",867,789.0603638,1798.684692,1165.280518,1200.2615969999999,1446.751831,1296.665649,1343.094116,1554.5860600000001,1526.3326420000001,1557.6759030000001,1591.377197,1622.4106449999999,1729.970703,1734.419067,1757.87915,1801.5816649999999,1804.2108149999999,1762.3732910000001,1705.8903809999999,1803.6843260000001,1775.5480955999999]
["2014-02-06T03:00:04.325",868,820.47235109999997,1819.568115,1208.6960449999999,1177.314697,1434.671143,1267.0101320000001,1236.8701169999999,1482.072388,1423.372192,1484.2723390000001,1541.6719969999999,1575.4692379999999,1661.8580320000001,1668.2767329999999,1681.9155270000001,1735.4528809999999,1749.628052,1720.576538,1660.7910159999999,1766.7098390000001,1726.6316652]
["2014-02-06T04:00:04.330",869,886.02252199999998,1860.724487,1289.3542480000001,1232.5545649999999,1458.2299800000001,1295.131592,1225.8382570000001,1476.3587649999999,1375.509888,1426.0485839999999,1475.6899410000001,1519.388794,1599.084595,1617.6549070000001,1624.9936520000001,1681.8192140000001,1695.9929199999999,1673.646606,1611.85376,1721.5958250000001,1676.981665]
["2014-02-06T05:00:04.335",870,971.22589110000001,1904.052612,1382.002197,1335.580322,1515.0714109999999,1357.0629879999999,1282.849365,1517.559937,1398.775635,1432.902466,1455.7332759999999,1480.965942,1538.045288,1564.5313719999999,1579.722168,1648.1579589999999,1659.2425539999999,1637.6829829999999,1574.4710689999999,1680.8652340000001,1640.0839597999998]
["2014-02-06T06:00:04.340",871,1228.887939,1956.4542240000001,1589.419189,1455.701172,1585.449707,1437.9888920000001,1380.02478,1589.837158,1465.7723390000001,1493.9179690000001,1495.5104980000001,1503.984009,1514.9486079999999,1531.794067,1546.637817,1624.934814,1634.582764,1617.554077,1558.2364500000001,1656.017456,1618.2651122]
["2014-02-06T07:00:04.345",872,1506.535034,2003.439697,1749.2078859999999,1704.0874020000001,1689.1944579999999,1554.742798,1491.014404,1673.1182859999999,1555.525879,1588.248169,1575.0153809999999,1578.677612,1548.019409,1547.520264,1553.5117190000001,1621.7923579999999,1624.224121,1608.5802000000001,1556.0711670000001,1645.2246090000001,1611.1784910000001]
["2014-02-06T08:00:04.350",873,1691.4514160000001,2036.825562,1819.64978,1914.8304439999999,1808.7524410000001,1697.7897949999999,1647.182129,1768.0354,1658.5117190000001,1693.0341800000001,1671.512207,1677.088379,1625.080322,1610.272095,1608.6362300000001,1654.4494629999999,1645.0086670000001,1618.149048,1566.2229,1647.24585,1626.2151856]
["2014-02-06T09:00:04.355",874,1832.6240230000001,2058.4494629999999,1971.876953,2011.0180660000001,1885.556274,1800.1367190000001,1800.218384,1877.1308590000001,1780.6763920000001,1811.886475,1772.0513920000001,1778.790039,1722.0189210000001,1701.223389,1695.9187010000001,1720.0491939999999,1701.8275149999999,1657.0054929999999,1597.6610109999999,1670.3041989999999,1669.3694823999999]
["2014-02-06T10:00:04.360",875,1880.567749,2068.1333009999998,2001.2445070000001,2180.7277829999998,1945.348389,1876.450439,1883.0108640000001,1961.735596,1884.303345,1930.768677,1878.600952,1883.3316649999999,1824.5277100000001,1801.2932129999999,1793.1104740000001,1801.4498289999999,1781.3135990000001,1721.940063,1651.888062,1718.59375,1735.0370606000001]
["2014-02-06T11:00:04.365",876,1994.9696039999999,2075.7722170000002,2112.7465820000002,2219.7089839999999,1988.407837,1938.2563479999999,1953.3404539999999,2016.9614260000001,1941.3819579999999,2008.7551269999999,1964.6439210000001,1977.978394,1924.7651370000001,1904.4750979999999,1888.59375,1882.849731,1864.7200929999999,1798.028687,1717.7742920000001,1783.761475,1809.4268556]
["2014-02-06T12:00:04.370",877,1923.5749510000001,2091.3979490000002,2029.356323,2330.420654,2018.2749020000001,1985.8050539999999,1983.033081,2062.767578,1978.220947,2055.975586,2010.0782469999999,2034.115967,1999.5458980000001,1996.127563,1974.669189,1958.5024410000001,1942.0982670000001,1872.2769780000001,1781.5268550000001,1851.9545900000001,1881.2718261999999]
["2014-02-06T13:00:04.375",878,1805.3929439999999,2097.4157709999999,1957.045654,2230.1479490000002,2019.4039310000001,1996.886841,2018.841187,2095.8632809999999,1996.3748780000001,2079.2785640000002,2036.8107910000001,2059.3186040000001,2036.2899170000001,2054.0234380000002,2033.3416749999999,2020.3310550000001,2006.5839840000001,1939.172607,1837.998779,1914.977783,1943.8128416]
["2014-02-06T14:00:04.380",879,1761.164673,2106.6708979999999,1964.0263669999999,2114.8862300000001,1968.537476,1944.6202390000001,1992.4239500000001,2117.3447270000001,2003.2227780000001,2094.2270509999998,2051.2785640000002,2069.8588869999999,2045.458862,2081.9228520000001,2059.804443,2058.165039,2046.1866460000001,1991.6207280000001,1885.336548,1968.8170170000001,1990.0251956]
["2014-02-06T15:00:04.385",880,1783.546875,2116.986328,2019.3326420000001,2091.530029,1939.659302,1905.232788,1928.1279300000001,2096.2658689999998,1972.119385,2085.0451659999999,2061.58374,2076.2126459999999,2041.290405,2090.6469729999999,2066.2670899999998,2076.5117190000001,2059.6533199999999,2022.642456,1918.1088870000001,2007.4616699999999,2016.8756103999999]
["2014-02-06T16:00:04.390",881,1762.8292240000001,2130.5104980000001,2005.663086,2134.5739749999998,1951.8851320000001,1916.9075929999999,1901.8500979999999,2070.898682,1928.915894,2044.371582,2046.60022,2067.1000979999999,2029.1163329999999,2091.2365719999998,2064.8271479999999,2086.9609380000002,2057.3283689999998,2035.658203,1937.825317,2029.668457,2029.4882568]
["2014-02-06T17:00:04.395",882,1741.5548100000001,2142.8767090000001,2023.5474850000001,2107.53125,1964.5104980000001,1929.637817,1927.2921140000001,2067.9921880000002,1920.922241,2011.694092,2021.6604,2039.2882079999999,2003.3217770000001,2077.4187010000001,2057.6843260000001,2096.7739259999998,2050.5410160000001,2039.6323239999999,1953.306519,2041.988525,2036.4484619999998]
["2014-02-06T18:00:04.400",883,1931.069702,2147.1132809999999,2145.6223140000002,2108.3120119999999,1965.106323,1919.5311280000001,1937.470581,2065.068115,1937.455322,2007.7723390000001,2017.940186,2022.907471,1978.940552,2051.515625,2040.9357910000001,2100.9697270000001,2040.7947999999999,2039.451294,1971.2495120000001,2051.8168949999999,2040.8564455999999]
["2014-02-06T19:00:04.405",884,1754.520874,2149.532471,1974.3077390000001,2240.5603030000002,1997.576904,1940.649658,1934.4991460000001,2036.386475,1938.0119629999999,2002.431763,2026.64563,2029.0898440000001,1979.016846,2035.6210940000001,2027.597168,2097.7460940000001,2026.311768,2032.2795410000001,1987.613159,2058.9853520000001,2040.5871827999999]
["2014-02-06T20:00:04.410",885,1772.623169,2141.3408199999999,1966.2288820000001,2068.1503910000001,1988.3398440000001,1921.669678,1975.4708250000001,2008.086914,1933.658936,1978.8214109999999,2015.4197999999999,2028.0893550000001,1996.856689,2037.002686,2030.4578859999999,2096.3698730000001,2015.587158,2018.9608149999999,1995.0943600000001,2059.4187010000001,2037.0861814]
["2014-02-06T21:00:04.415",886,1805.873169,2118.6684570000002,1909.9129640000001,2045.195923,1938.2583010000001,1849.3398440000001,1919.5733640000001,1966.611572,1928.9423830000001,1963.2620850000001,1990.050293,2004.9404300000001,2007.293823,2035.1793210000001,2036.9047849999999,2096.7612300000001,2015.0592039999999,2006.5253909999999,1994.8607179999999,2055.0249020000001,2033.6462890000003]
["2014-02-06T22:00:04.420",887,1656.196899,2080.9709469999998,1809.640991,2002.47937,1912.630981,1805.068726,1853.094482,1885.0426030000001,1871.9495850000001,1913.109741,1958.0435789999999,1975.0333250000001,2007.1225589999999,2018.757568,2027.694336,2083.1660160000001,2013.6530760000001,1994.1427000000001,1987.6049800000001,2048.5439449999999,2025.4221433999999]
["2014-02-06T23:00:04.425",888,1425.557251,2040.5874020000001,1696.1365969999999,1908.420044,1869.422607,1759.9305420000001,1800.4772949999999,1823.334961,1809.8089600000001,1837.0361330000001,1886.8652340000001,1917.951294,1988.355957,1992.7092290000001,2003.177612,2048.5571289999998,1997.9011230000001,1971.5344239999999,1963.9844969999999,2033.447754,2003.0849854000001]
["2014-02-07T00:00:04.430",889,999.20233150000001,2005.0322269999999,1300.4820560000001,1794.648682,1808.9343260000001,1695.5985109999999,1735.0665280000001,1778.4123540000001,1761.3076169999999,1774.316284,1812.98938,1840.4991460000001,1937.3397219999999,1941.0893550000001,1958.19812,1997.7707519999999,1968.458496,1935.4420170000001,1917.9998780000001,2001.9698490000001,1964.3281984]
["2014-02-07T01:00:04.435",890,887.05218509999997,1981.9506839999999,1262.373413,1364.459961,1673.2899170000001,1545.621216,1657.2150879999999,1741.484741,1710.1176760000001,1724.991211,1757.5947269999999,1777.047607,1872.626221,1872.5699460000001,1889.549927,1929.8260499999999,1923.348755,1889.482422,1856.865845,1956.0889890000001,1911.1224121999999]
["2014-02-07T02:00:04.440",891,886.19952390000003,1981.709717,1248.9957280000001,1292.3431399999999,1554.090942,1397.4571530000001,1461.990601,1679.6354980000001,1635.1866460000001,1685.4326169999999,1714.878784,1732.6295170000001,1812.5097659999999,1810.0092770000001,1818.115845,1855.617432,1865.1123050000001,1835.106323,1787.2292480000001,1899.8310550000001,1848.5792726]
["2014-02-07T03:00:04.445",892,936.69622800000002,1993.0516359999999,1303.9429929999999,1289.5614009999999,1543.9243160000001,1373.4022219999999,1351.2416989999999,1602.6145019999999,1525.3312989999999,1609.9003909999999,1668.4019780000001,1694.8446039999999,1761.0626219999999,1761.248047,1760.5040280000001,1794.7489009999999,1809.401245,1780.5892329999999,1718.553711,1839.3691409999999,1788.5324461999996]
["2014-02-07T04:00:04.450",893,1007.948181,2011.3618160000001,1363.469116,1364.2341309999999,1573.794922,1412.962769,1350.224365,1602.5289310000001,1483.096802,1551.9663089999999,1603.3170170000001,1639.123047,1704.1820070000001,1720.775513,1719.4420170000001,1757.060913,1769.1708980000001,1738.8472899999999,1666.6004640000001,1787.241577,1743.7842284000003]
["2014-02-07T05:00:04.455",894,1150.705933,2034.4233400000001,1476.9907229999999,1448.2368160000001,1623.4345699999999,1474.205688,1418.8691409999999,1653.5092770000001,1520.2143550000001,1566.9259030000001,1591.2921140000001,1606.177124,1646.721436,1673.0733640000001,1683.2929690000001,1737.6597899999999,1746.6319579999999,1716.647827,1641.6767580000001,1754.569336,1719.4371338000001]
["2014-02-07T06:00:04.460",895,1692.5979,2058.0803219999998,1805.578857,1588.498413,1687.471436,1550.161499,1507.6789550000001,1727.5936280000001,1596.167725,1637.908081,1643.560547,1641.887207,1633.1435550000001,1649.1854249999999,1659.137817,1726.560303,1732.8479,1710.00647,1641.861572,1743.2104489999999,1710.8973387999999]
["2014-02-07T07:00:04.465",896,1859.9923100000001,2075.0659179999998,1863.647461,1975.2312010000001,1819.734009,1703.787476,1615.508789,1804.5207519999999,1682.4887699999999,1731.271362,1729.778442,1727.478149,1680.1370850000001,1679.6320800000001,1679.7266850000001,1738.205811,1733.9936520000001,1713.922607,1655.3326420000001,1745.872314,1717.4654051999999]
["2014-02-07T08:00:04.470",897,2280.5434570000002,2068.2009280000002,2214.1225589999999,2085.6010740000002,1940.2561040000001,1862.116211,1823.6080320000001,1911.1457519999999,1793.5115969999999,1829.8046879999999,1820.8232419999999,1824.487183,1765.7391359999999,1756.700073,1750.200073,1789.412476,1770.066284,1739.017456,1682.2470699999999,1762.4107670000001,1748.6308105999997]
["2014-02-07T09:00:04.475",898,2339.5251459999999,2054.311768,2173.6054690000001,2474.2919919999999,2050.4240719999998,2010.0153809999999,1960.2229,2033.5074460000001,1938.616211,1966.112427,1921.37915,1920.6429439999999,1861.056519,1852.8131100000001,1845.8657229999999,1871.554077,1842.7150879999999,1795.6108400000001,1733.180298,1802.8937989999999,1809.1908203999999]
["2014-02-07T10:00:04.480",899,2355.6840820000002,2026.939087,2158.005615,2457.257568,2124.8647460000002,2119.5361330000001,2128.1491700000001,2129.6538089999999,2049.9797359999998,2085.9709469999998,2039.3179929999999,2033.489746,1965.35376,1954.014893,1942.9486079999999,1960.447754,1931.111938,1874.6705320000001,1805.876587,1868.8654790000001,1888.1944579999999]
["2014-02-07T11:00:04.485",900,2342.1311040000001,1999.1145019999999,2139.4291990000002,2405.7536620000001,2093.9904790000001,2108.8999020000001,2175.6970209999999,2213.9433589999999,2139.5034179999998,2190.3720699999999,2125.9375,2130.9677729999999,2068.5600589999999,2065.5363769999999,2041.2308350000001,2043.7729489999999,2015.396362,1956.0241699999999,1882.200439,1945.7142329999999,1968.6216305999999]
["2014-02-07T12:00:04.490",901,2205.1547850000002,1974.4097899999999,2101.2626949999999,2358.5546880000002,2055.588135,2070.0336910000001,2130.1240229999999,2218.7041020000001,2147.5502929999998,2244.1694339999999,2191.3508299999999,2199.5246579999998,2146.5695799999999,2160.3391109999998,2129.7214359999998,2121.8217770000001,2093.6516109999998,2030.1104740000001,1947.682861,2017.524048,2042.1581541999999]
["2014-02-07T13:00:04.495",902,2271.2666020000001,1950.2890629999999,2139.3908689999998,2291.8210450000001,2020.7569579999999,2042.1704099999999,2077.5786130000001,2195.406982,2099.0354000000002,2223.6403810000002,2195.4179690000001,2220.6445309999999,2187.413086,2228.1433109999998,2190.8991700000001,2183.210693,2156.8364259999998,2095.4882809999999,2003.6072999999999,2080.7236330000001,2103.9732666]
["2014-02-07T14:00:04.500",903,2430.4548340000001,1929.926025,2392.1577149999998,2307.085693,2003.5437010000001,2036.0471190000001,2034.751221,2176.4995119999999,2055.764404,2178.5454100000002,2157.1892090000001,2186.7963869999999,2174.6020509999998,2248.6357419999999,2216.6804200000001,2220.8271479999999,2195.0317380000001,2144.1708979999999,2047.9822999999999,2132.3999020000001,2148.0823971999998]
["2014-02-07T15:00:04.505",904,2230.2746579999998,1906.376587,2147.5134280000002,2575.5864259999998,2066.2338869999999,2122.086182,2028.888428,2168.70874,2031.385376,2139.1879880000001,2124.32251,2141.5439449999999,2126.7700199999999,2220.3901369999999,2198.6391600000002,2227.1611330000001,2201.3564449999999,2169.5676269999999,2076.8303219999998,2167.2348630000001,2168.4300779999999]
["2014-02-07T16:00:04.510",905,2219.0288089999999,1873.87085,2215.6938479999999,2315.6247560000002,2065.173096,2143.4108890000002,2142.0024410000001,2206.1765140000002,2052.6767580000001,2119.2641600000002,2110.0854490000002,2115.3671880000002,2080.1166990000002,2176.5812989999999,2157.6284179999998,2205.974365,2174.8701169999999,2167.2382809999999,2086.2873540000001,2180.3149410000001,2162.9370116]
["2014-02-07T17:00:04.515",906,2194.9929200000001,1845.9907229999999,2102.5642090000001,2331.2333979999999,2003.8634030000001,2069.8095699999999,2103.3889159999999,2232.3322750000002,2103.9689939999998,2159.5441890000002,2131.8496089999999,2118.9174800000001,2054.025635,2142.9277339999999,2122.2651369999999,2179.7939449999999,2133.9489749999998,2143.3129880000001,2077.0375979999999,2171.163086,2141.0513184000001]
["2014-02-07T18:00:04.520",907,2175.8930660000001,1813.4365230000001,2176.3835450000001,2206.3840329999998,1972.615356,2013.935547,2063.5029300000001,2173.3061520000001,2073.272461,2159.5239259999998,2176.0920409999999,2159.7612300000001,2066.4709469999998,2135.0534670000002,2106.3139649999998,2165.6118160000001,2100.0708009999998,2114.4057619999999,2062.8127439999998,2150.8359380000002,2118.7474121999999]
["2014-02-07T19:00:04.525",908,2293.790039,1779.0866699999999,2185.5422359999998,2271.593018,1955.1820070000001,1983.481323,2010.7641599999999,2112.1999510000001,2028.989746,2114.4938959999999,2153.8215329999998,2165.88501,2093.7958979999999,2157.2944339999999,2119.3999020000001,2171.013672,2084.048828,2092.3317870000001,2056.2543949999999,2133.304443,2107.390625]
["2014-02-07T20:00:04.530",909,2127.1381839999999,1738.1108400000001,2008.7497559999999,2299.3059079999998,1967.5126949999999,1987.3082280000001,2004.169678,2044.504639,1995.1988530000001,2058.4301759999998,2106.9228520000001,2123.7246089999999,2093.0031739999999,2156.2609859999998,2133.8984380000002,2188.6914059999999,2089.5749510000001,2082.0864259999998,2060.0141600000002,2125.423096,2109.1580078000002]
["2014-02-07T21:00:04.535",910,2080.7602539999998,1687.2569579999999,1997.875,2112.9104000000002,1918.2958980000001,1931.067749,2001.940552,1996.80603,1980.220703,2009.5482179999999,2053.341797,2070.9169919999999,2074.5092770000001,2124.5219729999999,2119.1723630000001,2183.91626,2092.5710450000001,2076.2143550000001,2068.3691410000001,2125.9311520000001,2109.4003906000007]
["2014-02-07T22:00:04.540",911,1984.4750979999999,1637.8416749999999,1903.395874,2097.7495119999999,1852.6621090000001,1848.241211,1904.886841,1927.175293,1945.962769,1968.144409,2007.0014650000001,2024.412476,2054.6518550000001,2079.9741210000002,2086.6789549999999,2146.7360840000001,2073.7902829999998,2054.8698730000001,2056.9279790000001,2117.6694339999999,2089.9987305999998]
["2014-02-07T23:00:04.545",912,1350.9696039999999,1587.788818,1427.798096,2021.114624,1814.0618899999999,1802.0310059999999,1826.4814449999999,1839.799072,1864.938232,1890.332764,1948.121948,1975.5676269999999,2034.650024,2036.8138429999999,2047.8203129999999,2091.6445309999999,2039.786621,2015.223755,2012.249634,2086.1423340000001,2049.0093750000001]
["2014-02-08T00:00:04.550",913,1008.058838,1541.3745120000001,1226.005737,1507.091553,1663.2650149999999,1643.892822,1766.3732910000001,1790.4849850000001,1800.4304199999999,1808.9003909999999,1861.505615,1898.4873050000001,1991.485107,1989.424438,2003.028687,2032.0501710000001,2001.6397710000001,1968.5325929999999,1946.2542719999999,2036.267578,1996.948877]
["2014-02-08T01:00:04.555",914,915.1387939,1520.641357,1126.8470460000001,1250.1635739999999,1471.7116699999999,1414.787231,1542.812866,1715.1599120000001,1725.2395019999999,1758.3360600000001,1795.4879149999999,1820.6414789999999,1920.364014,1921.6411129999999,1939.724365,1968.568481,1960.7198490000001,1923.1217039999999,1876.950928,1981.0927730000001,1942.0907470000002]
["2014-02-08T02:00:04.560",915,830.59411620000003,1521.538818,1076.2509769999999,1133.877563,1384.0253909999999,1294.2543949999999,1331.116577,1588.5695800000001,1576.462769,1663.407471,1736.6956789999999,1766.1597899999999,1851.4997559999999,1853.823486,1864.408203,1898.5673830000001,1909.9304199999999,1877.326294,1813.2563479999999,1927.5471190000001,1885.3255128000001]
["2014-02-08T03:00:04.565",916,843.29534909999995,1532.62915,1109.7561040000001,1083.2619629999999,1353.2851559999999,1255.019043,1228.0123289999999,1518.5791019999999,1458.0299070000001,1548.1448969999999,1634.7833250000001,1687.070068,1778.3826899999999,1799.605957,1802.153198,1838.579346,1856.881836,1830.202759,1755.6647949999999,1875.440918,1831.3539307999999]
["2014-02-08T04:00:04.570",917,918.70867920000001,1554.271606,1169.0299070000001,1128.8707280000001,1363.1611330000001,1263.1130370000001,1205.53125,1508.7360839999999,1420.830688,1491.5622559999999,1557.7604980000001,1598.881592,1685.5336910000001,1730.0135499999999,1744.3063959999999,1798.4385990000001,1818.0275879999999,1793.349121,1713.2298579999999,1830.9331050000001,1790.7956541999999]
["2014-02-08T05:00:04.575",918,1123.6104740000001,1579.88147,1272.817871,1213.1062010000001,1405.684937,1308.4007570000001,1247.068237,1538.991943,1439.3911129999999,1497.3126219999999,1545.6645510000001,1566.832275,1613.811768,1660.845947,1682.268311,1762.890259,1786.6248780000001,1772.2319339999999,1696.36499,1804.5268550000001,1764.5277831999999]
["2014-02-08T06:00:04.580",919,1356.18103,1603.1000979999999,1417.756226,1347.1400149999999,1468.5996090000001,1379.508423,1327.8394780000001,1595.8991699999999,1496.19397,1549.252563,1582.6096190000001,1596.8011469999999,1598.2504879999999,1633.9735109999999,1649.137817,1737.1712649999999,1758.4904790000001,1757.8359379999999,1695.377808,1792.872803,1748.3496586000001]
["2014-02-08T07:00:04.585",920,1666.9365230000001,1633.6137699999999,1532.7177730000001,1528.3961179999999,1551.0329589999999,1474.6865230000001,1434.7841800000001,1664.2342530000001,1575.700073,1629.3829350000001,1650.817505,1663.806519,1636.1442870000001,1659.087769,1666.9217530000001,1744.5280760000001,1754.134888,1754.151611,1702.3706050000001,1789.9041749999999,1749.017871]
["2014-02-08T08:00:04.590",921,1875.028198,1659.61853,1611.6389160000001,1675.386475,1635.0593260000001,1572.310913,1558.8983149999999,1739.015259,1667.3625489999999,1721.853638,1732.079346,1747.0299070000001,1708.404419,1723.319702,1726.7109379999999,1789.8214109999999,1787.6439210000001,1776.5916749999999,1727.1635739999999,1803.6258539999999,1776.9692869999999]
["2014-02-08T09:00:04.595",922,1953.434082,1676.5198969999999,1629.162476,1768.5520019999999,1693.671875,1643.4167480000001,1662.772217,1810.423096,1757.7585449999999,1816.8326420000001,1813.7852780000001,1832.237183,1794.9921879999999,1807.7769780000001,1808.747437,1859.181519,1851.11438,1827.752686,1775.6514890000001,1842.6411129999999,1831.2682374000001]
["2014-02-08T10:00:04.600",923,1906.530884,1686.5150149999999,1598.0736079999999,1780.16687,1714.9642329999999,1671.965332,1720.727173,1859.760376,1821.8226320000001,1895.338501,1885.1098629999999,1909.1204829999999,1880.802246,1895.959595,1894.4053960000001,1934.2523189999999,1926.523682,1895.0112300000001,1838.6008300000001,1901.8264160000001,1899.2428954000002]
["2014-02-08T11:00:04.605",924,1904.9370120000001,1695.27478,1589.9327390000001,1724.6995850000001,1698.6707759999999,1655.9820560000001,1722.0173339999999,1877.8039550000001,1843.201904,1938.5108640000001,1929.048828,1962.69397,1951.0593260000001,1974.894043,1970.2650149999999,2001.046875,1997.5142820000001,1962.681274,1900.349121,1966.805298,1965.6793700000003]
["2014-02-08T12:00:04.610",925,1880.9963379999999,1706.349365,1581.477905,1687.005249,1671.774414,1624.208862,1676.4995120000001,1864.6423339999999,1821.1601559999999,1938.757202,1936.4019780000001,1979.6563719999999,1989.74353,2029.4039310000001,2024.384888,2050.905518,2053.1989749999998,2019.9399410000001,1949.4068600000001,2024.443115,2019.5788818000001]
["2014-02-08T13:00:04.615",926,1876.9250489999999,1719.8618160000001,1582.0864260000001,1651.984009,1653.003418,1601.706177,1628.231812,1837.3305660000001,1773.479736,1901.9729,1910.1335449999999,1959.008423,1988.490601,2047.4526370000001,2045.8955080000001,2076.8173830000001,2085.0642090000001,2060.1259770000001,1981.425659,2067.399414,2054.1665284000001]
["2014-02-08T14:00:04.620",927,1799.5115969999999,1716.575562,1589.272827,1628.1448969999999,1640.7264399999999,1587.390259,1594.210327,1816.0771480000001,1729.279053,1853.1412350000001,1866.5922849999999,1913.3618160000001,1951.5966800000001,2027.5736079999999,2031.9399410000001,2075.124268,2086.9909670000002,2077.6679690000001,1994.944336,2091.679932,2065.2814943999997]
["2014-02-08T15:00:04.625",928,1786.9267580000001,1714.4185789999999,1602.7332759999999,1614.274414,1630.8961179999999,1578.9916989999999,1576.5307620000001,1801.7772219999999,1698.8618160000001,1811.980225,1829.5947269999999,1866.5429690000001,1896.690186,1981.0679929999999,1990.4086910000001,2049.3496089999999,2059.7172850000002,2069.9638669999999,1989.610962,2094.8342290000001,2052.6951904000002]
["2014-02-08T16:00:04.630",929,1727.6218260000001,1713.3637699999999,1582.6694339999999,1610.729736,1627.3743899999999,1572.7635499999999,1571.3420410000001,1789.8127440000001,1681.479004,1782.8520510000001,1807.454956,1834.8741460000001,1845.6762699999999,1929.227905,1938.783936,2010.7962649999999,2012.5238039999999,2040.5679929999999,1968.7413329999999,2078.0349120000001,2022.1328613999999]
["2014-02-08T17:00:04.635",930,1751.8323969999999,1713.309082,1592.1879879999999,1574.7985839999999,1619.116211,1556.5538329999999,1574.640991,1774.730591,1672.951294,1763.074341,1796.7917480000001,1818.8741460000001,1810.9251710000001,1887.8626710000001,1894.853149,1974.611206,1960.996948,1999.165039,1940.342163,2047.721313,1984.5673338000001]
["2014-02-08T18:00:04.640",931,1736.6899410000001,1711.4110109999999,1559.1864009999999,1572.487427,1610.301514,1533.318481,1563.890991,1746.0561520000001,1665.2772219999999,1747.151001,1789.924683,1811.1982419999999,1794.3923339999999,1861.153442,1866.3342290000001,1949.9732670000001,1918.6938479999999,1957.3167719999999,1914.5386960000001,2014.010376,1950.9065918000001]
["2014-02-08T19:00:04.645",932,1758.3126219999999,1708.520264,1522.250732,1535.4289550000001,1598.2495120000001,1504.2166749999999,1550.1735839999999,1698.7971190000001,1646.934937,1720.799561,1775.6049800000001,1801.9986570000001,1791.958374,1845.309692,1851.6519780000001,1935.8948969999999,1890.4814449999999,1921.719482,1896.7391359999999,1985.0505370000001,1925.9770993999998]
["2014-02-08T20:00:04.650",933,1677.3604740000001,1698.659302,1446.35376,1496.6917719999999,1575.244385,1462.390625,1516.7178960000001,1638.197144,1618.3764650000001,1680.9764399999999,1741.9530030000001,1777.9442140000001,1793.223389,1831.7855219999999,1843.7777100000001,1924.661255,1873.429932,1892.206177,1883.7078859999999,1962.2971190000001,1907.2604738000002]
["2014-02-08T21:00:04.655",934,1607.267212,1680.1611330000001,1373.9155270000001,1421.8500979999999,1539.7062989999999,1408.666504,1465.366577,1564.594116,1572.8222659999999,1623.9517820000001,1689.505981,1734.291626,1786.3549800000001,1808.6976320000001,1831.013428,1905.7701420000001,1860.1717530000001,1864.4442140000001,1866.6491699999999,1941.242798,1887.6556153999998]
["2014-02-08T22:00:04.660",935,1557.1632079999999,1659.3217770000001,1301.901245,1352.6884769999999,1494.337158,1348.377563,1392.071899,1487.3889160000001,1511.916626,1551.228638,1617.646851,1670.721313,1762.7508539999999,1770.2573239999999,1803.0242920000001,1869.66626,1840.8027340000001,1832.3607179999999,1836.401611,1914.9483640000001,1858.8359373999999]
["2014-02-08T23:00:04.665",936,1263.706177,1640.3519289999999,1162.1982419999999,1288.9808350000001,1451.7459719999999,1294.803345,1313.528442,1415.3686520000001,1440.9444579999999,1469.4614260000001,1533.7464600000001,1591.4990230000001,1716.5153809999999,1713.846313,1754.5539550000001,1813.299683,1808.1513669999999,1790.6655270000001,1787.00647,1876.9650879999999,1815.217627]
["2014-02-09T00:00:04.670",937,1038.359741,1624.647461,1137.182861,1151.455688,1395.7432859999999,1231.5269780000001,1244.417725,1362.9155270000001,1373.768677,1392.212769,1448.197144,1506.3120120000001,1648.6885990000001,1642.096313,1685.2773440000001,1739.434814,1759.7124020000001,1737.7958980000001,1719.325562,1824.7298579999999,1756.1997068000001]
["2014-02-09T01:00:04.675",938,980.09606929999995,1619.6030270000001,1098.275635,1130.838745,1353.1743160000001,1182.1954350000001,1160.369385,1326.7856449999999,1315.6188959999999,1334.7849120000001,1376.7801509999999,1429.8376459999999,1568.229736,1562.4975589999999,1601.9049070000001,1655.6933590000001,1697.6879879999999,1675.7404790000001,1640.18103,1760.5347899999999,1685.9675291999999]
["2014-02-09T02:00:04.680",939,886.1115112,1622.931274,1080.2346190000001,1106.1072999999999,1342.485107,1170.7791749999999,1120.161865,1309.4682620000001,1266.3295900000001,1291.737061,1327.1024170000001,1375.0352780000001,1490.6983640000001,1487.7886960000001,1517.4079589999999,1573.2626949999999,1628.8767089999999,1609.5789789999999,1559.5661620000001,1690.3729249999999,1612.3314939999998]
["2014-02-09T03:00:04.685",940,883.26458739999998,1635.63562,1101.830078,1097.3354489999999,1339.51062,1173.370361,1116.8424070000001,1329.1605219999999,1252.067505,1279.1209719999999,1298.8287350000001,1342.2901609999999,1426.4085689999999,1429.7717290000001,1447.63562,1505.5322269999999,1564.0952150000001,1547.0306399999999,1488.3604740000001,1622.569702,1545.5176515999999]
["2014-02-09T04:00:04.690",941,968.0841064,1652.4376219999999,1161.488525,1128.057129,1352.8691409999999,1191.5417480000001,1135.1484379999999,1367.8027340000001,1267.8666989999999,1303.521362,1308.730591,1341.7540280000001,1384.9968260000001,1392.4575199999999,1401.965942,1462.8530270000001,1515.2540280000001,1497.671875,1436.970337,1566.7150879999999,1495.892871]
["2014-02-09T05:00:04.695",942,1097.9727780000001,1669.4854740000001,1253.7696530000001,1200.7078859999999,1386.547607,1233.5767820000001,1177.387207,1417.4548339999999,1302.0180660000001,1350.6687010000001,1349.661987,1377.550659,1379.5489500000001,1386.1539310000001,1387.87085,1449.342163,1489.446899,1469.260254,1412.808716,1531.434448,1470.458496]
["2014-02-09T06:00:04.700",943,1380.909302,1688.0023189999999,1390.7410890000001,1310.925293,1437.9023440000001,1297.95813,1245.0842290000001,1475.8321530000001,1353.9169919999999,1412.3092039999999,1407.067871,1435.284302,1409.6716309999999,1413.7425539999999,1411.9544679999999,1468.6107179999999,1492.366577,1466.0593260000001,1417.103149,1521.0832519999999,1473.0446044]
["2014-02-09T07:00:04.705",944,1572.8638920000001,1699.894409,1464.364746,1473.6951899999999,1508.3813479999999,1384.7479249999999,1332.1383060000001,1539.587524,1421.1168210000001,1484.3714600000001,1473.4195560000001,1502.6058350000001,1465.588379,1465.9891359999999,1467.646362,1518.0023189999999,1526.576904,1490.989014,1448.278687,1537.0782469999999,1504.1850341999998]
["2014-02-09T08:00:04.710",945,1627.8264160000001,1721.579712,1497.182495,1570.457275,1571.1168210000001,1467.428711,1438.923706,1607.7729489999999,1498.343384,1561.0729980000001,1542.8720699999999,1573.318115,1537.643433,1532.432861,1541.1796879999999,1585.55603,1584.9178469999999,1541.321289,1501.371216,1577.7617190000001,1558.1856201999999]
["2014-02-09T09:00:04.715",946,2009.6289059999999,1741.5860600000001,1901.6713870000001,1609.979004,1605.0770259999999,1511.893311,1518.9895019999999,1670.22937,1575.4796140000001,1639.9766850000001,1610.598999,1641.990845,1616.2655030000001,1604.882568,1620.4407960000001,1657.5922849999999,1654.3304439999999,1606.7586670000001,1565.060913,1635.291626,1623.806787]
["2014-02-09T10:00:04.720",947,2278.9594729999999,1758.41272,1977.1967770000001,2063.4135740000002,1719.2265629999999,1639.634033,1552.5566409999999,1705.798462,1624.3865969999999,1702.052124,1670.5623780000001,1703.999634,1692.1851810000001,1676.231567,1695.397217,1723.9487300000001,1722.7196039999999,1674.920654,1626.0649410000001,1697.706543,1689.0720944]
["2014-02-09T11:00:04.725",948,2289.8405760000001,1758.349121,1988.8131100000001,2198.9780270000001,1855.4243160000001,1816.2082519999999,1727.9487300000001,1767.803101,1672.7960210000001,1729.5830080000001,1704.7502440000001,1745.212158,1752.556885,1739.9472659999999,1758.3876949999999,1778.663818,1781.067749,1736.0563959999999,1675.3045649999999,1754.5263669999999,1745.123779]
["2014-02-09T12:00:04.730",949,2234.0307619999999,1750.5195309999999,1962.6180420000001,2201.0817870000001,1882.7041019999999,1877.9982910000001,1866.657471,1884.975342,1785.411499,1802.587769,1734.906616,1765.330688,1781.6967770000001,1782.6420900000001,1800.2489009999999,1818.2540280000001,1823.755005,1784.130737,1709.634399,1799.6319579999999,1787.0812254]
["2014-02-09T13:00:04.735",950,2184.5385740000002,1741.588745,1941.8089600000001,2151.3979490000002,1861.6525879999999,1858.6676030000001,1889.20813,1946.5325929999999,1860.932495,1894.9173579999999,1815.8488769999999,1819.0679929999999,1803.896606,1805.7364500000001,1815.275635,1837.588013,1845.069336,1815.1735839999999,1730.1138920000001,1830.7730710000001,1811.7435792000001]
["2014-02-09T14:00:04.740",951,2077.9633789999998,1711.9564210000001,1899.4461670000001,2106.3383789999998,1835.067749,1830.349976,1854.5469969999999,1950.2357179999999,1854.7497559999999,1928.099731,1878.6126710000001,1889.7799070000001,1845.4141850000001,1849.1154790000001,1830.667236,1845.1247559999999,1844.9907229999999,1826.130981,1737.3702390000001,1846.360596,1819.9954590000002]
["2014-02-09T15:00:04.745",952,2053.1027829999998,1682.178467,1904.929932,2036.6451420000001,1803.028564,1805.0051269999999,1823.275635,1936.226807,1821.5413820000001,1909.5153809999999,1883.8367920000001,1911.865356,1872.3012699999999,1898.320557,1863.208496,1867.3287350000001,1846.6682129999999,1826.384155,1736.788818,1848.8702390000001,1825.208032]
["2014-02-09T16:00:04.750",953,1432.6202390000001,1659.075317,1431.2926030000001,2015.884155,1778.3701169999999,1784.4626459999999,1791.0108640000001,1918.9892580000001,1797.637939,1881.124634,1864.9858400000001,1890.8294679999999,1860.791504,1912.744263,1881.911987,1899.291138,1860.1248780000001,1833.6949460000001,1748.0214840000001,1853.4688719999999,1838.9202636000002]
["2014-02-09T17:00:04.755",954,1473.2231449999999,1641.366577,1532.654053,1472.0947269999999,1644.889893,1635.412231,1772.9578859999999,1896.7388920000001,1778.622192,1852.833496,1849.099731,1867.6741939999999,1834.9163820000001,1895.0501710000001,1873.0272219999999,1914.2711179999999,1865.483154,1843.5020750000001,1775.581909,1868.3756100000001,1853.4427732000004]
["2014-02-09T18:00:04.760",955,1519.3861079999999,1640.549561,1542.9102780000001,1501.6885990000001,1528.0395510000001,1478.2304690000001,1561.1475829999999,1811.9604489999999,1724.5820309999999,1827.106689,1833.3127440000001,1851.053101,1819.9086910000001,1871.66272,1857.2136230000001,1909.480225,1853.3645019999999,1839.5509030000001,1798.498169,1880.3752440000001,1856.2538086]
["2014-02-09T19:00:04.765",956,1570.575439,1637.8569339999999,1591.4149170000001,1522.3286129999999,1544.685913,1473.0474850000001,1465.2701420000001,1673.6218260000001,1595.837769,1717.8195800000001,1787.7196039999999,1822.44812,1817.560303,1852.2789310000001,1847.9113769999999,1898.954956,1836.8005370000001,1822.6304929999999,1803.2189940000001,1877.4514160000001,1847.8112791999999]
["2014-02-09T20:00:04.770",957,1527.6064449999999,1628.1804199999999,1526.822144,1586.5913089999999,1570.5998540000001,1502.8325199999999,1469.5960689999999,1618.2624510000001,1542.806763,1609.2037350000001,1678.127197,1732.6889650000001,1790.310547,1824.2795410000001,1837.7352289999999,1886.53125,1824.5271,1803.279053,1794.262207,1863.5513920000001,1834.4302004000001]
["2014-02-09T21:00:04.775",958,1518.4921879999999,1611.041138,1533.951294,1537.7666019999999,1572.755005,1499.834717,1504.102539,1594.4842530000001,1554.6416019999999,1568.4291989999999,1612.363159,1641.443237,1729.4282229999999,1753.5532229999999,1795.804932,1857.267578,1809.421143,1782.8461910000001,1775.4792480000001,1844.825439,1813.9679198000001]
["2014-02-09T22:00:04.780",959,1344.6401370000001,1590.9018550000001,1371.6126710000001,1561.899414,1560.9774170000001,1476.661621,1488.5356449999999,1571.990112,1565.7493899999999,1561.0717770000001,1593.041504,1608.9710689999999,1687.3544919999999,1683.2536620000001,1726.6599120000001,1793.8131100000001,1769.590942,1748.6994629999999,1740.2991939999999,1817.0904539999999,1773.8986325999999]
["2014-02-09T23:00:04.785",960,1088.2558590000001,1565.614014,1218.631592,1411.410034,1524.212158,1429.1568600000001,1472.1655270000001,1540.35437,1549.560303,1545.0695800000001,1581.7691649999999,1605.4498289999999,1674.1954350000001,1648.252197,1674.0615230000001,1722.1788329999999,1713.468018,1693.1669919999999,1676.8115230000001,1768.3251949999999,1714.7901121999998]
["2014-02-10T00:00:04.790",961,951.8555298,1544.612061,1131.6517329999999,1247.8420410000001,1443.0548100000001,1333.991577,1401.7705080000001,1510.268188,1523.7441409999999,1525.6484379999999,1557.3999020000001,1591.3082280000001,1662.2579350000001,1635.1976320000001,1644.6956789999999,1671.131836,1670.1552730000001,1635.9979249999999,1600.1420900000001,1704.9149170000001,1656.4684081999999]
["2014-02-10T01:00:04.795",962,881.34857179999995,1535.644409,1081.571289,1153.2775879999999,1376.319702,1247.923462,1292.7867429999999,1459.6560059999999,1470.1000979999999,1494.689331,1531.6813959999999,1569.150269,1636.5654300000001,1619.3596190000001,1620.4301760000001,1639.6791989999999,1646.7551269999999,1596.840942,1539.581177,1649.8504640000001,1614.5413818]
["2014-02-10T02:00:04.800",963,860.86480710000001,1535.4167480000001,1035.5139160000001,1102.8275149999999,1340.8774410000001,1201.90625,1204.5557859999999,1414.793823,1403.3110349999999,1445.356812,1491.3139650000001,1539.692749,1601.966187,1599.086182,1594.650513,1616.47937,1632.0516359999999,1575.4307859999999,1505.8370359999999,1615.4106449999999,1589.0418946]
["2014-02-10T03:00:04.805",964,897.12414550000005,1541.7567140000001,1067.9598390000001,1056.365356,1320.3376459999999,1179.2307129999999,1157.4932859999999,1398.6953129999999,1358.3740230000001,1404.7236330000001,1445.561768,1499.7510990000001,1558.751221,1571.813721,1570.5826420000001,1600.1713870000001,1621.4075929999999,1564.5352780000001,1492.716553,1597.994995,1575.3651612000001]
["2014-02-10T04:00:04.810",965,937.37695310000004,1556.1625979999999,1109.0633539999999,1090.458374,1322.8977050000001,1183.786621,1135.706543,1407.5031739999999,1342.0272219999999,1393.0429690000001,1420.588013,1469.5092770000001,1516.8270259999999,1538.4780270000001,1546.477905,1589.58313,1615.405518,1563.106567,1494.9796140000001,1592.780029,1571.1709716]
["2014-02-10T05:00:04.815",966,1107.6099850000001,1574.4027100000001,1280.582764,1138.799927,1351.2080080000001,1219.8781739999999,1159.465698,1437,1348.5961910000001,1406.0932620000001,1424.110962,1466.546143,1494.419678,1514.605957,1529.0858149999999,1583.826904,1612.6831050000001,1570.336182,1509.0382079999999,1597.772095,1574.7312988000001]
["2014-02-10T06:00:04.820",967,1192.0952150000001,1594.312134,1328.4704589999999,1326.3035890000001,1418.0826420000001,1302.1293949999999,1216.2985839999999,1489.270264,1384.625732,1446.0433350000001,1451.381226,1488.6724850000001,1498.512939,1513.7407229999999,1530.947754,1589.5529790000001,1616.794678,1584.8249510000001,1529.7250979999999,1610.3726810000001,1586.2540774000001]
["2014-02-10T07:00:04.825",968,1276.447144,1613.7733149999999,1378.6381839999999,1391.575073,1487.5321039999999,1392.603394,1338.719116,1564.3352050000001,1451.0946039999999,1509.2653809999999,1504.2333980000001,1534.177124,1527.1329350000001,1536.9646,1555.2329099999999,1612.9379879999999,1634.7436520000001,1609.0607910000001,1555.7344969999999,1630.121948,1608.5197751999999]
["2014-02-10T08:00:04.830",969,1486.575562,1641.7929690000001,1442.3089600000001,1436.105591,1521.1094969999999,1439.312866,1436.6495359999999,1649.1579589999999,1544.039307,1603.341797,1579.552124,1601.755249,1577.478149,1583.4792480000001,1599.0665280000001,1652.8007809999999,1667.825928,1645.3657229999999,1588.986572,1659.328491,1642.8614989999999]
["2014-02-10T09:00:04.835",970,1558.3266599999999,1666.830933,1452.746582,1494.05188,1551.257568,1468.4334719999999,1488.4139399999999,1697.9566649999999,1612.2810059999999,1694.0474850000001,1671.274048,1689.94812,1648.626831,1650.3874510000001,1659.4291989999999,1705.389038,1713.184937,1691.7360839999999,1628.8446039999999,1698.2783199999999,1687.4865966000002]
["2014-02-10T10:00:04.840",971,2004.3797609999999,1684.554077,1943.6889650000001,1497.5439449999999,1568.4654539999999,1483.911255,1521.6092530000001,1718.5780030000001,1644.1804199999999,1746.3480219999999,1737.142578,1768.900513,1728.703857,1734.0913089999999,1733.71228,1767.3469239999999,1767.318481,1744.474487,1672.9644780000001,1744.4780270000001,1739.3164793999997]
["2014-02-10T11:00:04.845",972,2133.2829590000001,1698.544189,1938.474365,2039.314087,1693.695923,1618.5507809999999,1524.5008539999999,1719.003784,1655.8790280000001,1766.9822999999999,1764.4819339999999,1808.639404,1788.4838870000001,1808.7021480000001,1807.804932,1833.4722899999999,1827.3808590000001,1800.732788,1719.757568,1795.078125,1795.2843260000002]
["2014-02-10T12:00:04.850",973,2069.8940429999998,1686.6417240000001,1915.3270259999999,2097.7985840000001,1828.805908,1792.7854,1717.9835210000001,1761.553711,1687.4819339999999,1759.0787350000001,1765.366211,1814.7404790000001,1816.036621,1850.8813479999999,1856.9376219999999,1886.7146,1881.1820070000001,1855.264893,1768.1910399999999,1847.583862,1847.7872803999999]
["2014-02-10T13:00:04.855",974,1995.5373540000001,1670.0245359999999,1877.176514,2053.3720699999999,1820.1342770000001,1811.023682,1831.5169679999999,1863.2844239999999,1797.576904,1818.377686,1773.730957,1809.4107670000001,1816.969116,1861.059814,1874.351318,1912.2227780000001,1911.514038,1895.055664,1809.6898189999999,1894.0477289999999,1884.5060056000002]
["2014-02-10T14:00:04.860",975,1886.1523440000001,1654.6180420000001,1844.759155,1995.889038,1779.535034,1759.0253909999999,1806.284058,1880.51001,1841.0523679999999,1887.240845,1842.237061,1851.8460689999999,1829.0704350000001,1858.0010990000001,1869.8424070000001,1911.2817379999999,1914.3881839999999,1910.378418,1832.249268,1922.6046140000001,1898.1804444000002]
["2014-02-10T15:00:04.865",976,1826.494995,1644.07251,1816.0325929999999,1948.8736570000001,1746.4267580000001,1719.2854,1744.4913329999999,1843.03772,1791.7801509999999,1875.007568,1870.0211179999999,1899.3272710000001,1868.5164789999999,1887.265259,1876.628418,1903.026245,1900.0251459999999,1903.7993160000001,1834.1108400000001,1928.903198,1893.9729489999997]
["2014-02-10T16:00:04.870",977,1275.684448,1644.8625489999999,1240.2856449999999,1904.549072,1722.431519,1694.2172849999999,1701.459106,1804.337158,1734.0939940000001,1817.3701169999999,1830.6015629999999,1877.731323,1879.130005,1914.8474120000001,1898.7576899999999,1913.900269,1895.136475,1891.3496090000001,1826.2597659999999,1920.91626,1889.5124757999997]
["2014-02-10T17:00:04.875",978,1263.227539,1645.989624,1316.0002440000001,1252.050293,1560.9616699999999,1510.022461,1671.9510499999999,1776.299683,1698.3896480000001,1764.810547,1780.1256100000001,1817.9301760000001,1841.06665,1894.705078,1890.4522710000001,1925.4072269999999,1898.352539,1887.501221,1829.1220699999999,1916.678711,1891.4123536]
["2014-02-10T18:00:04.880",979,1406.4539789999999,1664.887939,1422.931274,1244.5546879999999,1412.641357,1310.4183350000001,1410.716187,1678.9179690000001,1624.0207519999999,1725.1475829999999,1744.7974850000001,1771.39563,1791.9451899999999,1844.6479489999999,1846.759644,1907.0466309999999,1880.1762699999999,1877.1251219999999,1837.349976,1917.563721,1883.8523440000001]
["2014-02-10T19:00:04.885",980,1537.748169,1687.8203129999999,1528.4051509999999,1364.7136230000001,1448.7048339999999,1320.7508539999999,1274.5004879999999,1520.7080080000001,1459.0035399999999,1590.6888429999999,1682.280884,1727.3789059999999,1758.7982179999999,1798.130249,1800.31665,1867.3280030000001,1838.2563479999999,1843.304932,1824.3673100000001,1903.832764,1855.4178714000002]
["2014-02-10T20:00:04.890",981,1521.814087,1701.2581789999999,1498.04187,1508.3891599999999,1522.426025,1407.2719729999999,1308.5778809999999,1473.5035399999999,1389.293457,1456.3604740000001,1547.450562,1617.211548,1703.528442,1748.9508060000001,1762.8515629999999,1828.262207,1795.181763,1796.1545410000001,1786.329712,1868.6412350000001,1814.9138915999999]
["2014-02-10T21:00:04.895",982,1451.935669,1705.6202390000001,1466.934448,1505.8927000000001,1560.161499,1452.9282229999999,1406.116943,1490.876953,1426.856323,1424.3085940000001,1472.111572,1507.9886469999999,1613.876831,1654.4989009999999,1700.225342,1782.095703,1757.8634030000001,1751.5770259999999,1740.212769,1825.482422,1771.4462645999999]
["2014-02-10T22:00:04.900",983,1301.913086,1687.1798100000001,1346.2224120000001,1490.8046879999999,1554.52124,1440.4891359999999,1442.1779790000001,1513.2937010000001,1480.721558,1456.6870120000001,1476.934692,1486.7501219999999,1559.6403809999999,1565.631836,1614.725586,1706.13147,1702.5048830000001,1702.1713870000001,1690.3863530000001,1781.211182,1716.4810550000002]
["2014-02-10T23:00:04.905",984,1153.368408,1664.5466309999999,1215.22937,1382.248779,1517.287476,1394.4141850000001,1432.2139890000001,1504.8861079999999,1491.465332,1484.3089600000001,1506.1911620000001,1521.3808590000001,1564.5389399999999,1535.134033,1562.9498289999999,1628.926025,1635.880615,1635.9562989999999,1621.8942870000001,1723.867798,1649.3050048]
["2014-02-11T00:00:04.910",985,1041.7154539999999,1644.546875,1147.7497559999999,1249.895996,1452.7669679999999,1318.0423579999999,1375.8900149999999,1478.2497559999999,1469.9882809999999,1484.8139650000001,1511.439453,1544.369995,1590.0310059999999,1549.2016599999999,1557.8364260000001,1588.246948,1594.873047,1573.9205320000001,1545.9774170000001,1656.8359379999999,1591.9707764]
["2014-02-11T01:00:04.915",986,915.4572144,1630.2513429999999,1057.189453,1181.543457,1398.701538,1249.931885,1288.3085940000001,1436.2410890000001,1425.1152340000001,1461.7919919999999,1493.3055420000001,1536.63501,1596.2955320000001,1564.2459719999999,1567.951904,1581.8851320000001,1589.9101559999999,1541.4139399999999,1494.7563479999999,1605.861938,1562.7655027999999]
["2014-02-11T02:00:04.920",987,858.01605219999999,1624.3289789999999,1015.804749,1090.237061,1356.3851320000001,1199.7691649999999,1215.798462,1399.2813719999999,1371.6096190000001,1421.3591309999999,1457.0886230000001,1508.831177,1578.098999,1560.4605710000001,1566.5349120000001,1584.1729740000001,1599.959717,1536.5512699999999,1479.1884769999999,1585.4195560000001,1557.0583987999998]
["2014-02-11T07:00:04.945",992,1248.106567,1774.041626,1498.7010499999999,1425.58313,1493.384033,1359.9099120000001,1280.1295170000001,1529.580322,1393.35022,1454.9282229999999,1436.1556399999999,1462.7771,1476.3576660000001,1472.7545170000001,1501.2829589999999,1564.1707759999999,1592.5195309999999,1567.5566409999999,1513.986572,1606.226318,1568.8919676]
["2014-02-11T12:00:04.970",997,2160.3422850000002,1851.477539,1933.899048,2135.0219729999999,1902.869263,1865.3276370000001,1864.013794,1893.499634,1800.8157960000001,1858.639404,1825.2298579999999,1857.544312,1818.642578,1822.2491460000001,1815.9658199999999,1833.6000979999999,1803.8244629999999,1763.542236,1685.136841,1770.5119629999999,1771.3231202000002]
["2014-02-11T21:00:05.015",1006,1651.911255,1833.7818600000001,1800.9254149999999,1798.4467770000001,1763.653198,1694.1125489999999,1741.0386960000001,1786.731812,1723.6602780000001,1721.4001459999999,1729.8955080000001,1734.460327,1724.660889,1726.911621,1718.2092290000001,1768.8048100000001,1720.841187,1701.4650879999999,1666.1834719999999,1762.341553,1723.9272219999998]
["2014-02-12T05:00:05.055",1014,1095.171875,1764.3426509999999,1341.5433350000001,1241.340332,1440.6102289999999,1309.328491,1249.817749,1517.8436280000001,1409.3050539999999,1475.960327,1501.414307,1540.630371,1620.842529,1645.1770019999999,1676.5004879999999,1724.10437,1745.2764890000001,1698.3919679999999,1617.6572269999999,1711.3551030000001,1699.3570314000001]
["2014-02-12T11:00:05.085",1020,1835.4730219999999,1810.9592290000001,2004.166138,2085.8339839999999,1906.2391359999999,1889.45874,1959.415283,2026.7098390000001,1970.891357,2044.459961,2008.8664550000001,2015.463135,1925.0626219999999,1925.0588379999999,1901.7276609999999,1923.387939,1887.380737,1856.506836,1784.9989009999999,1851.2861330000001,1860.7121092000002]
["2014-02-12T22:00:05.140",1031,1486.714111,1668.362793,1553.1220699999999,1791.595703,1715.7230219999999,1654.048462,1695.716187,1749.065918,1750.3077390000001,1782.9838870000001,1839.471802,1869.4476320000001,1883.9027100000001,1903.13562,1901.611206,1953.1586910000001,1887.6917719999999,1856.215942,1834.0145259999999,1904.705688,1887.1573237999996]
["2014-02-13T01:00:05.155",1034,831.82354740000005,1593.4051509999999,1061.8710940000001,1095.4959719999999,1382.4232179999999,1261.5771480000001,1336.9663089999999,1535.693237,1540.8404539999999,1597.4410399999999,1652.2545170000001,1696.251587,1807.970337,1792.2010499999999,1828.246582,1866.0303960000001,1864.54126,1821.002197,1795.0444339999999,1876.7086179999999,1844.665381]
["2014-02-13T07:00:05.185",1040,1554.094971,1738.1362300000001,1567.134644,1507.8359379999999,1548.9891359999999,1436.445068,1393.006226,1613.6405030000001,1508.4453129999999,1561.8680420000001,1560.7138669999999,1575.424438,1541.56897,1557.779419,1558.716919,1633.861572,1650.897095,1656.016846,1591.856812,1698.9537350000001,1646.3172120000004]
["2014-02-13T15:00:05.225",1048,1667.796875,1851.051514,1728.057495,1763.8637699999999,1722.8985600000001,1663.5672609999999,1662.7791749999999,1829.693237,1719.535889,1810.1129149999999,1808.4351810000001,1841.7030030000001,1879.693237,1926.2847899999999,1938.3797609999999,1974.4334719999999,1974.4370120000001,1959.8350829999999,1879.9941409999999,1984.1270750000001,1954.5653566000001]
["2014-02-14T00:00:05.270",1057,948.20391849999999,1832.8583980000001,1151.574707,1468.1635739999999,1586.5844729999999,1440.779419,1456.6134030000001,1548.0288089999999,1528.377808,1546.0631100000001,1576.318726,1613.7292480000001,1719.2810059999999,1695.174072,1727.451538,1768.7375489999999,1768.22937,1727.2395019999999,1713.7958980000001,1802.2163089999999,1756.0437256]
["2014-02-14T08:00:05.310",1065,1817.0720209999999,2048.1928710000002,1828.6083980000001,1847.8032229999999,1767.3167719999999,1629.8195800000001,1574.386475,1716.564331,1605.7301030000001,1656.3336179999999,1645.683716,1664.7288820000001,1617.950928,1615.060547,1621.27478,1670.3236079999999,1660.1701660000001,1632.6085210000001,1575.4554439999999,1656.598999,1639.0313476000003]
["2014-02-14T17:00:05.355",1074,1786.443726,2010.9472659999999,2029.80603,2197.389404,1971.6857910000001,1968.2357179999999,1974.7366939999999,2085.9792480000001,1945.4532469999999,2017.0273440000001,2002.7105710000001,2002.9383539999999,1940.6365969999999,2001.439697,1965.1864009999999,1996.491211,1953.3955080000001,1939.0196530000001,1865.70874,1964.3176269999999,1943.7865477999999]
["2014-02-14T22:00:05.380",1079,1669.0092770000001,1943.8535159999999,1757.0235600000001,2014.9620359999999,1892.5679929999999,1829.231323,1873.94165,1880.930298,1865.224731,1878.075073,1911.8201899999999,1928.7264399999999,1953.1365969999999,1958.451538,1958.679077,1992.576294,1926.3511960000001,1887.9075929999999,1877.292236,1938.7126459999999,1924.5679929999999]
["2014-02-15T10:00:05.440",1091,2079.4135740000002,1963.994263,2038.004639,2348.5026859999998,2074.6958009999998,2100.9555660000001,2176.9533689999998,2210.2153320000002,2142.5766600000002,2179.538086,2113.6591800000001,2095.1042480000001,2000.624268,2008.127197,1984.2017820000001,2001.8883060000001,1976.2993160000001,1941.6391599999999,1879.646362,1938.392822,1947.5731931999999]
["2014-02-15T12:00:05.450",1093,1718.9736330000001,1964.761841,1834.9384769999999,2015.41272,1936.2917480000001,1936.2558590000001,2058.8710940000001,2189.0373540000001,2125.923828,2262.4167480000001,2241.3459469999998,2264.8498540000001,2197.7578130000002,2237.9677729999999,2185.4357909999999,2166.0446780000002,2131.0581050000001,2079.3051759999998,1997.8084719999999,2061.4477539999998,2087.1328370000001]
["2014-02-15T19:00:05.485",1100,1906.393677,1958.5611570000001,2000.4383539999999,2153.1616210000002,1945.8773189999999,1908.382568,1962.1586910000001,2040.8038329999999,1992.204346,2024.340332,2050.2524410000001,2044.0479740000001,2001.2929690000001,2055.8408199999999,2038.2797849999999,2100.8579100000002,2033.205322,2051.633789,2019.338135,2097.7546390000002,2060.5579590000002]
["2014-02-16T09:00:05.555",1114,1812.802246,1955.4025879999999,1885.3752440000001,2150.1164549999999,1904.9111330000001,1848.8808590000001,1813.458496,1897.115601,1826.3695070000001,1877.4898679999999,1884.4117429999999,1908.282837,1885.8695070000001,1907.605225,1916.768677,1966.3576660000001,1940.683716,1919.287842,1870.9624020000001,1937.0267329999999,1926.8636718000002]
["2014-02-16T12:00:05.570",1117,2030.128784,2017.207275,2080.2924800000001,2223.9484859999998,1970.3663329999999,1928.9995120000001,1936.759399,2025.4848629999999,1967.5970460000001,2049.5822750000002,2037.0327150000001,2058.2136230000001,2051.3969729999999,2069.7163089999999,2064.2651369999999,2089.5661620000001,2078.0493160000001,2057.4301759999998,1995.9841309999999,2075.6904300000001,2059.3440430000001]
["2014-02-16T19:00:05.605",1124,1623.697144,1903.1727289999999,1823.452393,1905.631836,1824.4335940000001,1797.627197,1875.1591800000001,2035.0225829999999,1943.2104489999999,2030.4727780000001,2044.3725589999999,2044.932251,1991.2753909999999,2049.5346679999998,2019.2937010000001,2064.6767580000001,1997.549438,1984.0263669999999,1952.169312,2034.1641850000001,2006.517212]
["2014-02-17T05:00:05.655",1134,1134.4820560000001,1815.043091,1341.6469729999999,1315.3666989999999,1509.121216,1368.6011960000001,1347.963501,1608.4051509999999,1525.9826660000001,1592.530029,1624.510254,1638.927124,1650.71228,1679.8702390000001,1687.729126,1761.107178,1777.1381839999999,1763.845337,1700.953125,1799.8057859999999,1760.5699219999999]
["2014-02-17T14:00:05.700",1143,2537.4514159999999,1827.8482670000001,2280.173828,2364.4892580000001,1991.272095,2007.9476320000001,2058.5690920000002,2138.899414,2082.5383299999999,2145.1103520000001,2085.751221,2070.0441890000002,1987.2827150000001,2020.1010739999999,1991.3950199999999,2012.2998050000001,2003.655518,1991.643311,1911.059448,2007.22522,1985.1766603999999]
["2014-02-17T22:00:05.740",1151,1498.3951420000001,1811.0954589999999,1530.072144,1653.346436,1677.1014399999999,1586.030518,1604.5047609999999,1687.679077,1658.3598629999999,1662.240112,1710.142212,1724.611328,1804.195068,1836.707764,1874.288452,1955.7886960000001,1926.2833250000001,1924.8707280000001,1911.5234379999999,1989.694702,1941.6321778000001]
["2014-02-18T07:00:05.785",1160,1679.419312,1968.6060789999999,2012.2817379999999,1814.8741460000001,1702.158813,1584.5986330000001,1447.4716800000001,1670.7963870000001,1533.1132809999999,1584.182495,1576.9664310000001,1596.064087,1614.5648189999999,1636.985596,1657.8870850000001,1718.904419,1745.172241,1720.7810059999999,1668.373047,1752.3714600000001,1721.1204346]
["2014-02-18T08:00:05.790",1161,1823.025879,1997.800293,2106.0976559999999,2223.7006839999999,1897.091797,1831.3061520000001,1673.3073730000001,1808.119385,1659.2464600000001,1687.9075929999999,1659.3240969999999,1664.0433350000001,1644.4313959999999,1656.533813,1669.335327,1729.412476,1752.5008539999999,1740.1951899999999,1686.595581,1769.6674800000001,1735.6743161999998]
["2014-02-18T16:00:05.830",1169,1496.2751459999999,2056.9313959999999,1933.6015629999999,2032.1423339999999,1935.7124020000001,1910.509033,1958.859009,2052.0122070000002,1960.2791749999999,2048.814453,2058.4504390000002,2083.4121089999999,2071.882568,2138.1608890000002,2130.633789,2159.719971,2127.8791500000002,2113.1069339999999,2066.0090329999998,2141.9785160000001,2121.7387208]
["2014-02-19T05:00:05.895",1182,1191.4539789999999,2177.9389649999998,1713.2082519999999,1698.85376,1764.6575929999999,1667.0314940000001,1632.0073239999999,1875.978149,1743.3405760000001,1845.0863039999999,1862.765625,1874.7889399999999,1860.2585449999999,1869.7738039999999,1849.846558,1859.6004640000001,1869.965332,1825.0004879999999,1747.5657960000001,1838.630981,1828.1526122]
["2014-02-19T09:00:05.915",1186,1878.3964840000001,2286.204346,2108.2053219999998,2451.5124510000001,2185.8090820000002,2175.4873050000001,2223.6027829999998,2270.79126,2167.763672,2184.3237300000001,2138.4633789999998,2117.9113769999999,1999.6046140000001,2042.5185550000001,2012.5504149999999,2046.393311,2009.393188,1989.130249,1911.9295649999999,1977.954712,1986.9602050000001]
["2014-02-19T19:00:05.965",1196,1794.314331,2327.0004880000001,2132.2817380000001,2289.1691890000002,2122.741943,2071.5979000000002,2111.623779,2197.1848140000002,2101.7536620000001,2143.8540039999998,2165.2060550000001,2144.828857,2071.2861330000001,2152.532471,2099.2409670000002,2152.6428219999998,2091.0473630000001,2103.0214839999999,2066.3569339999999,2152.4096679999998,2113.0956541999999]
["2014-02-20T02:00:06",1203,1388.205688,2221.1047359999998,1838.6567379999999,2092.2995609999998,2006.30249,1929.6396480000001,1929.3828129999999,1992.0001219999999,1933.4530030000001,1945.924561,1963.0124510000001,1965.6888429999999,2007.333862,2012.4273679999999,2018.6674800000001,2035.416504,2037.842163,1997.688721,1942.8793949999999,2028.9014890000001,2008.5456544000001]
["2014-02-20T09:00:06.035",1210,2194.1992190000001,2329.9526369999999,2310.7104490000002,2508.1152339999999,2248.4372560000002,2251.6657709999999,2294.1032709999999,2319.5830080000001,2211.9323730000001,2215.0004880000001,2166.6591800000001,2132.9489749999998,2053.811279,2121.4030760000001,2116.2910160000001,2183.9736330000001,2158.7924800000001,2151.8283689999998,2111.3227539999998,2168.2685550000001,2154.8371582]
["2014-02-20T19:00:06.085",1220,2096.2719729999999,2310.8234859999998,2319.828857,2376.9877929999998,2160.0395509999998,2124.2746579999998,2152.8208009999998,2236.993164,2145.311768,2188.2939449999999,2216.8178710000002,2202.744385,2136.5959469999998,2207.4340820000002,2165.906982,2208.3823240000002,2142.1164549999999,2141.0373540000001,2101.764893,2187.1362300000001,2156.0874512]
["2014-02-21T02:00:06.120",1227,1073.534058,2162.9826659999999,1523.9814449999999,1965.5219729999999,1961.2569579999999,1909.892578,1957.4648440000001,2081.6396479999999,2010.77063,2075.242432,2099.7070309999999,2103.3098140000002,2108.4624020000001,2145.7521969999998,2122.6110840000001,2132.8547359999998,2119.5859380000002,2073.1689449999999,2013.0825199999999,2100.8840329999998,2087.9152343999999]
["2014-02-21T04:00:06.130",1229,1124.3370359999999,2198.5595699999999,1583.138672,1630.5816649999999,1780.7667240000001,1681.6571039999999,1741.6173100000001,2016.7257079999999,1923.4647219999999,2032.540283,2066.397461,2067.516846,2047.263428,2113.4655760000001,2087.6450199999999,2115.841797,2108.232422,2079.5541990000002,2005.6313479999999,2096.8654790000001,2081.2250489999997]
["2014-02-21T16:00:06.190",1241,1972.3063959999999,2321.2209469999998,2237.5666500000002,2388.2409670000002,2151.9223630000001,2149.7124020000001,2135.476807,2272.6479490000002,2135.438232,2204.0876459999999,2206.0798340000001,2198.3461910000001,2153.5102539999998,2256.7465820000002,2218.2592770000001,2249.8249510000001,2226.3315429999998,2225.915039,2173.6469729999999,2266.5278320000002,2228.4492676]
["2014-02-21T21:00:06.215",1246,1808.4102780000001,2298.2631839999999,2022.608643,2214.915039,2099.20874,2032.8811040000001,2115.2321780000002,2183.2092290000001,2135.920654,2204.2944339999999,2243.3500979999999,2247.297607,2188.1115719999998,2253.1040039999998,2206.7700199999999,2236.6069339999999,2163.6767580000001,2139.2583009999998,2118.7592770000001,2179.3298340000001,2167.5262207999999]
["2014-02-22T06:00:06.260",1255,1587.565918,2320.4201659999999,1975.646606,2059.4160160000001,1953.892212,1844.0399170000001,1791.481323,2010.887207,1887.0543210000001,1975.1022949999999,2010.580688,2010.2825929999999,1968.1735839999999,2040.5830080000001,2007.0191649999999,2059.8264159999999,2043.3908690000001,2042.2335210000001,1988.5439449999999,2073.2165530000002,2041.4422608]
["2014-02-22T14:00:06.300",1263,2184.1015630000002,2845.3481449999999,2334.193115,2556.8503420000002,2341.7434079999998,2251.780029,2270.9047850000002,2375.0185550000001,2267.523193,2360.8710940000001,2350.314453,2342.258789,2268.5341800000001,2355.810547,2296.0886230000001,2296.8364259999998,2266.6157229999999,2238.5812989999999,2174.1779790000001,2253.3320309999999,2245.9086916000001]
["2014-02-22T20:00:06.330",1269,2088.8786620000001,2749.4921880000002,2295.280518,2542.8320309999999,2345.095703,2253.6203609999998,2259.3259280000002,2315.7937010000001,2204.7795409999999,2262.9260250000002,2303.443115,2298.5852049999999,2237.8061520000001,2321.0791020000001,2275.025635,2307.102539,2228.7294919999999,2211.9064939999998,2193.7922359999998,2251.4096679999998,2238.5880858]
["2014-02-23T07:00:06.385",1280,2107.6733399999998,2667.0827640000002,2558.3188479999999,2572.3151859999998,2294.4016109999998,2215.4338379999999,2144.4580080000001,2271.2104490000002,2130.6437989999999,2179.6845699999999,2194.8398440000001,2183.3840329999998,2118.8869629999999,2197.0205080000001,2156.452393,2185.1704100000002,2153.3027339999999,2133.9492190000001,2081.9343260000001,2145.8078609999998,2140.0329099999999]
["2014-02-23T08:00:06.390",1281,1888.3929439999999,2665.1140140000002,2303.611328,2866.970703,2433.0747070000002,2392.373047,2309.2885740000002,2373.033203,2245.0878910000001,2273.1560060000002,2264.850586,2234.54126,2152.8095699999999,2228.7565920000002,2193.5822750000002,2225.6015630000002,2191.7160640000002,2170.6228030000002,2124.5415039999998,2179.8691410000001,2178.4702149999998]
["2014-02-23T19:00:06.445",1292,1720.459717,1829.2186280000001,2324.9309079999998,2437.4909670000002,2060.2612300000001,2346.2854000000002,2419.820068,2816.4799800000001,2732.7380370000001,2875.5891109999998,2863.2470699999999,2771.444336,2493.570557,2687.3005370000001,2644.548096,2756.3127439999998,2724.8872070000002,2734.257568,2787.936279,2775.8298340000001,2755.8447263999997]
["2014-02-24T01:00:06.475",1298,1135.9429929999999,1637.48938,1381.980957,1673.8348390000001,1792.482178,1743.3211670000001,1899.5483400000001,1917.538452,2061.6992190000001,2068.8359380000002,2211.1811520000001,2253.4660640000002,2304.2126459999999,2397.29126,2371.4616700000001,2431.9357909999999,2353.0527339999999,2364.8039549999999,2376.9926759999998,2443.0341800000001,2393.9638672000001]
["2014-02-24T09:00:06.515",1306,1897.3520510000001,1653.7958980000001,1900.5205080000001,1814.6621090000001,1849.5745850000001,1980.471558,2051.0676269999999,2384.9982909999999,2229.6567380000001,2371.2929690000001,2366.9445799999999,2322.1679690000001,2178.9411620000001,2286.6293949999999,2194.2763669999999,2199.3735350000002,2209.0078130000002,2197.6069339999999,2122.3732909999999,2197.6062010000001,2185.1935548000001]
["2014-02-24T18:00:06.560",1315,1781.756592,1843.0379640000001,1776.8992920000001,1120.277466,1415.8912350000001,1177.0778809999999,1187.982788,1397.584351,1438.7202150000001,1481.9174800000001,1652.9887699999999,1725.2924800000001,1898.8763429999999,2017.669312,2108.8481449999999,2274.8413089999999,2276.040039,2390.4909670000002,2400.1669919999999,2483.3332519999999,2364.9745118000001]
["2014-02-25T02:00:06.600",1323,910.56665039999996,1958.393311,1227.7463379999999,1270.7501219999999,1516.1915280000001,1371.786499,1354.2615969999999,1536.9157709999999,1425.1024170000001,1549.1728519999999,1549.360962,1611.5086670000001,1674.7054439999999,1675.7468260000001,1658.0737300000001,1651.466187,1703.6876219999999,1631.46228,1594.7147219999999,1714.4647219999999,1659.1591066000001]
["2014-02-25T11:00:06.645",1332,1868.014038,2436.0178219999998,2103.3295899999998,2266.7585450000001,2073.033203,1921.426025,1942.3388669999999,1974.8610839999999,1894.3831789999999,1897.1917719999999,1870.182861,1893.9746090000001,1885.272827,1885.6419679999999,1903.5548100000001,1956.2899170000001,1908.211548,1890.4195560000001,1853.3975829999999,1924.4494629999999,1906.5536134000001]
["2014-02-25T16:00:06.670",1337,1700.627563,2477.1489259999998,2218.048096,2649.383789,2282.8579100000002,2281.3098140000002,2247.3176269999999,2271.1335450000001,2059.039307,2053.444336,1943.4151609999999,1897.6273189999999,1872.0946039999999,1926.9464109999999,1877.632202,1908.4685059999999,1912.036621,1892.7933350000001,1871.0303960000001,1980.0842290000001,1912.8826174000001]
["2014-02-25T20:00:06.690",1341,2220.2441410000001,2529.6958009999998,2414.1552729999999,2878.430664,2303.2583009999998,2263.3896479999999,2156.2453609999998,2234.3039549999999,2084.0473630000001,2159.4304200000001,2163.2441410000001,2149.3508299999999,2003.7285159999999,2063.0507809999999,1964.5040280000001,1942.0732419999999,1834.277832,1758.061279,1711.9060059999999,1796.806763,1808.6250243999998]
["2014-02-26T06:00:06.740",1351,1652.096558,2337.311279,1980.185303,1672.128418,1950.583496,1892.170044,2026.2075199999999,2236.8720699999999,2093.5961910000001,2219.1145019999999,2251.1108399999998,2271.0910640000002,2177.7116700000001,2277.0415039999998,2169.9011230000001,2143.804443,2095.5686040000001,2049.1591800000001,1952.810303,2022.033203,2052.6751466000001]
["2014-02-26T13:00:06.775",1358,1696.051025,2241.8530270000001,2082.5783689999998,2695.1689449999999,2347.9484859999998,2402.1599120000001,2461.3156739999999,2459.9780270000001,2428.0615229999999,2510.3474120000001,2519.4946289999998,2524.7829590000001,2444.7941890000002,2551.485107,2478.3046880000002,2438.5327149999998,2390.5285640000002,2369.1442870000001,2310.849365,2345.2170409999999,2370.8543943999998]
["2014-02-26T20:00:06.810",1365,1945.159302,2156.7941890000002,2188.0166020000001,2690.1672359999998,2223.6000979999999,2235.3215329999998,2137.1540530000002,2231.7438959999999,2145.7971189999998,2181.3295899999998,2250.1948240000002,2244.7004390000002,2199.9812010000001,2289.0812989999999,2257.123779,2310.2861330000001,2266.1892090000001,2300.7016600000002,2288.3520509999998,2343.241211,2301.7540528]
["2014-02-27T06:00:06.860",1375,1578.6501459999999,2091.156982,1909.1370850000001,1615.544189,1727.4189449999999,1595.3482670000001,1555.43335,1780.390991,1690.5701899999999,1756.827393,1825.735107,1839.6157229999999,1881.711914,1956.036499,1980.1057129999999,2063.0986330000001,2076.7260740000002,2098.1076659999999,2053.5253910000001,2146.6069339999999,2087.6129395999997]
["2014-02-27T13:00:06.895",1382,1936.9849850000001,2130.7839359999998,2172.547607,2354.1191410000001,2081.5551759999998,2078.1994629999999,2096.6652829999998,2194.2070309999999,2100.9291990000002,2208.3291020000001,2190.8679200000001,2215.794922,2214.493164,2268.031982,2235.436279,2242.3210450000001,2210.1992190000001,2166.4733890000002,2119.61499,2204.6450199999999,2188.6507326000001]
["2014-02-27T23:00:06.945",1392,1473.1727289999999,2172.241211,1858.2844239999999,2060.2282709999999,1981.273193,1896.5826420000001,1981.803101,2014.540649,2009.080322,2034.8833010000001,2070.7614749999998,2093.9111330000001,2122.1789549999999,2146.1137699999999,2149.4025879999999,2186.8076169999999,2112.439453,2065.7192380000001,2056.326172,2120.4877929999998,2108.3560545999999]
["2014-02-28T03:00:06.965",1396,1003.638977,2197.1679690000001,1475.275879,1546.907837,1719.487793,1585.2601320000001,1652.943115,1882.3535159999999,1807.9693600000001,1843.5268550000001,1850.1335449999999,1850.513794,1913.8397219999999,1945.1701660000001,1957.0467530000001,2009.1610109999999,2015.361206,1994.7172849999999,1932.5108640000001,2039.3007809999999,1998.2102293999997]
["2014-02-28T08:00:06.990",1401,2168.5419919999999,2390.4545899999998,2323.069336,2430.1633299999999,2187.4125979999999,2126.9670409999999,2067.5854490000002,2116.8459469999998,1984.6547849999999,2004.6958010000001,1999.945068,1981.545044,1889.0357670000001,1939.9672849999999,1909.4224850000001,1965.115112,1945.022095,1938.3511960000001,1886.7380370000001,1964.5462649999999,1939.9545409999998]
["2014-02-28T17:00:07.035",1410,1924.4178469999999,2534.8874510000001,2290.0451659999999,2627.1069339999999,2328.9311520000001,2334.4914549999999,2314.124268,2398.3671880000002,2248.9101559999999,2310.088135,2324.9555660000001,2314.5532229999999,2220.9973140000002,2339.6804200000001,2285.6733399999998,2311.4968260000001,2261.8439939999998,2266.4157709999999,2199.0385740000002,2276.6689449999999,2263.0928219999996]
["2014-03-01T01:00:07.075",1418,1763.877686,2469.4562989999999,2312.3354490000002,2648.2509770000001,2249.4416500000002,2171.9848630000001,2070.7817380000001,2088.1528320000002,2044.6464840000001,2061.9086910000001,2106.5302729999999,2112.314453,2154.411865,2203.6132809999999,2183.7937010000001,2199.6723630000001,2182.2927249999998,2152.368164,2134.474365,2205.6655270000001,2174.8946287999997]
["2014-03-01T07:00:07.105",1424,2196.2226559999999,2616.6752929999998,2487.8845209999999,2787.8215329999998,2345.6948240000002,2330.329346,2188.131836,2308.9172359999998,2144.570068,2209.4204100000002,2228.5270999999998,2222.047607,2149.8239749999998,2260.05249,2209.4248050000001,2222.9489749999998,2176.3503420000002,2126.748779,2055.6948240000002,2112.8691410000001,2138.9224122000001]
["2014-03-01T18:00:07.160",1435,2964.1206050000001,2764.3195799999999,2881.8979490000002,2926.4379880000001,2546.2282709999999,2584.1396479999999,2591.6291500000002,2668.389404,2535.1198730000001,2583.3691410000001,2589.5959469999998,2553.6059570000002,2419.7495119999999,2572.5366210000002,2496.16626,2528.7875979999999,2449.64624,2449.0239259999998,2428.3122560000002,2483.8557129999999,2467.9251466000001]
["2014-03-02T03:00:07.205",1444,1288.2666019999999,2518.6455080000001,2008.4423830000001,2226.1657709999999,2275.2775879999999,2260.3239749999998,2336.8154300000001,2382.203857,2305.0625,2336.1345209999999,2374.928711,2347.8173830000001,2290.7102049999999,2364.217529,2320.9533689999998,2327.9533689999998,2307.376221,2282.008789,2217.116211,2301.7773440000001,2287.2463868]
["2014-03-02T06:00:07.220",1447,1717.6585689999999,2562.1989749999998,2257.0830080000001,2230.036865,2170.6420899999998,2117.6254880000001,2111.5642090000001,2332.5139159999999,2207.7902829999998,2321.8129880000001,2389.7016600000002,2387.1591800000001,2309.194336,2417.1572270000001,2356.1125489999999,2370.3789059999999,2335.306885,2311.8066410000001,2252.3735350000002,2312.7749020000001,2316.5281737999999]
["2014-03-02T20:00:07.290",1461,2501.4748540000001,2146.366943,2607.875,2908.2407229999999,2376.5017090000001,2461.2802729999999,2425.4030760000001,2475.720703,2414.3779300000001,2483.6235350000002,2550.5502929999998,2523.3798830000001,2419.6965329999998,2538.2941890000002,2490.2416990000002,2538.3188479999999,2463.9057619999999,2474.5908199999999,2477.8413089999999,2524.133789,2495.7581055999995]
["2014-03-03T03:00:07.325",1468,1088.454712,1874.421875,1491.3839109999999,1556.287842,1719.1530760000001,1666.067871,1716.625366,1956.417725,1918.0457759999999,2011.178345,2097.7927249999998,2111.6044919999999,2154.3142090000001,2257.227539,2252.2185060000002,2305.3864749999998,2307.6921390000002,2298.0898440000001,2259.0874020000001,2340.7209469999998,2302.1953614000004]
["2014-03-03T05:00:07.335",1470,1186.1870120000001,1935.7795410000001,1569.82251,1637.899658,1728.3603519999999,1669.3670649999999,1632.9941409999999,1906.2935789999999,1810.5314940000001,1896.8104249999999,1984.0131839999999,1994.669189,2025.3560789999999,2125.828857,2125.1301269999999,2195.022461,2208.915039,2229.1811520000001,2194.6057129999999,2280.3447270000001,2221.6138184000001]
["2014-03-03T13:00:07.375",1478,2125.3164059999999,2047.3554690000001,1907.7366939999999,2193.6777339999999,2019.2026370000001,2004.390991,2045.0141599999999,2161.1557619999999,2121.3759770000001,2214.5615229999999,2224.3420409999999,2232.3752439999998,2206.9333499999998,2305.5043949999999,2279.4594729999999,2316.6137699999999,2317.9750979999999,2312.8203130000002,2276.1821289999998,2350.0241700000001,2314.7230960000002]
["2014-03-03T22:00:07.420",1487,1664.9254149999999,2136.5344239999999,2135.1901859999998,2294.516846,2169.73999,2132.8847660000001,2222.6076659999999,2102.6992190000001,2078.5935060000002,2050.5446780000002,2068.563721,2061.6437989999999,2043.944702,2093.4565429999998,2084.0798340000001,2148.658203,2106.8957519999999,2109.397461,2113.2128910000001,2183.3439939999998,2132.3016601999998]
["2014-03-04T03:00:07.445",1492,893.42871090000006,2069.40625,1322.5205080000001,1407.0844729999999,1623.762817,1475.5451660000001,1481.411621,1710.630249,1624.2296140000001,1691.5661620000001,1752.425659,1793.8013920000001,1876.9650879999999,1951.364746,1948.440063,2001.116943,2013.5112300000001,1989.5614009999999,1947.095581,2044.0922849999999,1999.075488]
["2014-03-04T15:00:07.505",1504,2065.1176759999998,2264.748779,2880.5463869999999,2693.7416990000002,2272.5732419999999,2373.5495609999998,2386.5095209999999,2522.4650879999999,2365.9624020000001,2474.094482,2410.4880370000001,2393.1027829999998,2282.6904300000001,2378.0539549999999,2296.1369629999999,2273.8315429999998,2252.804932,2215.6159670000002,2156.188721,2232.7348630000001,2226.2352051999997]
["2014-03-05T00:00:07.550",1513,1031.338501,2015.786621,1516.544312,2219.5280760000001,2073.7316890000002,2088.4887699999999,2222.4094239999999,2213.6501459999999,2248.1247560000002,2227.3164059999999,2252.6572270000001,2259.2897950000001,2296.2211910000001,2364.273193,2352.1027829999998,2377.0783689999998,2318.57251,2275.4973140000002,2288.4284670000002,2323.5510250000002,2316.6255370000003]
["2014-03-05T08:00:07.590",1521,1692.1556399999999,2223.7141109999998,2117.4194339999999,2369.2065429999998,2100.3278810000002,2053.05249,2009.3195800000001,2128.7783199999999,2053.7631839999999,2080.6884770000001,2099.2570799999999,2079.6433109999998,1975.71228,2033.6766359999999,1990.4208980000001,2033.9975589999999,2015.853149,2018.1933590000001,1978.0545649999999,2036.54187,2016.5281003999996]
["2014-03-05T14:00:07.620",1527,2152.431885,2228.140625,2493.6472170000002,2727.1545409999999,2320.7026369999999,2419.7202149999998,2419.0729980000001,2518.3808589999999,2417.2521969999998,2516.3686520000001,2478.0031739999999,2465.6049800000001,2389.2490229999999,2532.9016109999998,2470.7297359999998,2466.2695309999999,2472.4133299999999,2440.8881839999999,2365.8500979999999,2422.736328,2433.6314941999999]
["2014-03-05T17:00:07.635",1530,1764.439087,2174.94751,2315.7221679999998,2685.296143,2282.7814939999998,2390.156982,2385.111328,2519.986328,2363.054443,2476.173096,2496.4272460000002,2487.3015140000002,2348.217529,2524.8872070000002,2449.4472660000001,2474.1540530000002,2422.5598140000002,2439.7409670000002,2373.9785160000001,2445.844482,2431.2555664000001]
["2014-03-06T00:00:07.670",1537,1012.371948,1988.5458980000001,1287.3946530000001,1585.1805420000001,1749.3914789999999,1611.865601,1708.6260990000001,1772.814453,1828.923706,1872.3382570000001,1980.6795649999999,2025.156616,2148.0561520000001,2190.7314449999999,2200.5405270000001,2255.1154790000001,2229.2485350000002,2232.3867190000001,2262.654297,2333.006836,2262.4823732000004]
["2014-03-06T10:00:07.720",1547,2052.3066410000001,2086.7536620000001,2114.2795409999999,2493.3759770000001,2168.2319339999999,2207.626953,2253.2939449999999,2300.4897460000002,2211.4909670000002,2269.8835450000001,2199.6079100000002,2186.2966310000002,2096.7785640000002,2112.6186520000001,2068.4428710000002,2064.8959960000002,2053.0778810000002,1988.5545649999999,1937.7735600000001,1994.8596190000001,2007.8323242000001]
["2014-03-06T21:00:07.775",1558,1806.2269289999999,1965.255249,1819.987793,2035.10376,1916.6949460000001,1818.1136469999999,1851.4608149999999,1864.3911129999999,1875.75415,1911.430664,2008.173462,2048.6423340000001,2113.9602049999999,2177.1352539999998,2178.217529,2259.7055660000001,2167.1206050000001,2172.3266600000002,2218.8793949999999,2262.9187010000001,2216.1901854000002]
["2014-03-07T03:00:07.805",1564,968.28637700000002,1844.8422849999999,1227.6667480000001,1200.9019780000001,1476.502197,1322.9819339999999,1287.888062,1561.4898679999999,1480.9104,1548.135986,1599.9688719999999,1622.6042480000001,1660.0491939999999,1683.7501219999999,1660.594116,1693.1015629999999,1733.3142089999999,1707.484009,1629.3050539999999,1764.1789550000001,1705.476758]
["2014-03-07T11:00:07.845",1572,2400.459961,2067.3452149999998,2166.1132809999999,2340.6027829999998,1990.073975,1928.981567,1891.50647,2016.602173,1960.01001,2055.8857419999999,2046.850342,2078.2197270000001,2059.047607,2106.8923340000001,2094.4973140000002,2117.6335450000001,2119.4941410000001,2088.9038089999999,2017.1579589999999,2074.193115,2083.4765137999998]
["2014-03-07T20:00:07.890",1581,1954.2288820000001,1988.244263,1993.2889399999999,2224.7280270000001,1983.1827390000001,1935.5878909999999,1881.6354980000001,1906.963135,1841.6568600000001,1920.008789,2007.401245,2028.932861,2016.6320800000001,2074.883789,2054.946289,2116.3701169999999,2046.9920649999999,2057.3747560000002,2091.9245609999998,2143.0004880000001,2091.1323973999997]
["2014-03-07T21:00:07.895",1582,1704.8154300000001,1962.6798100000001,1852.3275149999999,2081.3178710000002,1948.0789789999999,1914.571899,1954.02478,1921.5501710000001,1875.6142580000001,1864.1395259999999,1903.6773679999999,1936.366943,1985.1401370000001,2033.455688,2027.2855219999999,2072.7973630000001,2009.720337,2006.153564,2036.934937,2096.5351559999999,2044.4282714000001]
["2014-03-08T10:00:07.960",1595,2268.6889649999998,2139.41626,2275.9926759999998,2428.2224120000001,2112.6684570000002,2103.6140140000002,2128.8776859999998,2186.8317870000001,2088.4030760000001,2129.7658689999998,2054.8486330000001,2047.0615230000001,1967.387573,1994.04126,1962.767456,1982.966187,1975.5511469999999,1937.1437989999999,1877.801025,1940.5787350000001,1942.8081785999998]
["2014-03-08T14:00:07.980",1599,2403.5627439999998,2127.4353030000002,2587.5749510000001,2749.7861330000001,2268.3171390000002,2352.1994629999999,2367.3908689999998,2400.2795409999999,2271.5202640000002,2332.4560550000001,2256.1838379999999,2255.4968260000001,2180.757568,2286.258789,2236.3852539999998,2239.116943,2210.9934079999998,2179.7937010000001,2089.498047,2172.9279790000001,2178.4660156]
["2014-03-09T00:00:08.030",1609,1260.0407709999999,2108.693115,1599.1381839999999,1987.6514890000001,1941.1170649999999,1842.4554439999999,1880.736938,1877.5410159999999,1879.4255370000001,1862.877808,1916.001221,1928.0523679999999,1974.9064940000001,1966.5354,1944.259399,1963.989624,1939.581177,1909.682251,1881.524658,1983.1904300000001,1935.5936280000001]
["2014-03-09T07:00:08.065",1616,1706.7701420000001,2170.5039059999999,2006.8710940000001,1968.9525149999999,1909.055664,1845.1116939999999,1816.096436,2015.2513429999999,1876.503418,1930.210693,1915.619263,1898.6103519999999,1839.553711,1875.3891599999999,1871.5133060000001,1924.1339109999999,1931.544067,1907.1851810000001,1852.8829350000001,1913.1083980000001,1905.7708984000001]
["2014-03-09T14:00:08.100",1623,2320.4035640000002,2075.117432,2349.4013669999999,2594.188721,2194.8334960000002,2261.5153810000002,2275.516846,2359.4592290000001,2259.7714839999999,2364.569336,2348.248779,2383.51001,2352.107422,2492.4782709999999,2442.7456050000001,2440.851318,2393.5817870000001,2362.1843260000001,2283.727539,2349.8701169999999,2366.0430174000003]
["2014-03-10T00:00:08.150",1633,1734.0444339999999,1824.231812,1946.645874,2077.744385,1922.1710210000001,1889.8648679999999,1915.6751710000001,1919.6279300000001,1923.692749,1957.4548339999999,2022.578125,2057.1701659999999,2090.2695309999999,2093.4252929999998,2055.9255370000001,2052.2722170000002,2012.5039059999999,1964.160034,1934.8479,2027.661987,1998.2892088000001]
["2014-03-10T07:00:08.185",1640,1405.9495850000001,1837.17688,1508.5516359999999,1599.6088870000001,1664.405884,1605.3548579999999,1587.3402100000001,1846.5390629999999,1729.6256100000001,1803.2954099999999,1835.6000979999999,1833.8366699999999,1821.611206,1891.9179690000001,1909.549683,1994.4544679999999,2000.246216,1994.227173,1927.7611079999999,1999.0101320000001,1983.1398193999999]
["2014-03-10T09:00:08.195",1642,1709.9444579999999,1888.4149170000001,1592.8070070000001,1691.744385,1731.3707280000001,1666.3424070000001,1725.065063,1934.3939210000001,1870.7204589999999,1960.4360349999999,1987.7307129999999,1997.3991699999999,1942.5974120000001,1989.2818600000001,1984.3798830000001,2049.7368160000001,2036.7631839999999,2049.9335940000001,2001.044189,2072.743164,2042.0441894000001]
["2014-03-10T21:00:08.255",1654,1653.9132079999999,2019.8789059999999,1678.2993160000001,2398.2939449999999,2038.829346,1972.4810789999999,1884.7238769999999,1871.277832,1799.431885,1833.491577,1889.2845460000001,1924.454346,1913.083862,1942.289307,1913.8272710000001,1952.1290280000001,1901.6085210000001,1890.9832759999999,1872.1311040000001,1961.2890629999999,1915.6281984000002]
["2014-03-11T02:00:08.280",1659,894.88391109999998,1902.0167240000001,1164.9456789999999,1191.587524,1527.1827390000001,1379.353394,1484.838745,1642.213013,1608.114624,1648.103149,1676.2033690000001,1716.412476,1821.248413,1848.71228,1865.4014890000001,1883.7413329999999,1886.2421879999999,1824.2806399999999,1760.232544,1861.6801760000001,1843.2353761999998]
["2014-03-11T11:00:08.325",1668,2182.4272460000002,2134.3308109999998,2385.4978030000002,2527.889404,2088.5668949999999,2044.955078,2041.0489500000001,2082.5983890000002,2019.426514,2066.5458979999999,2002.5581050000001,1997.1395259999999,1923.8579099999999,1909.7382809999999,1881.9907229999999,1898.0006100000001,1882.596558,1852.3745120000001,1805.6229249999999,1881.9467770000001,1864.1082763999998]
["2014-03-11T19:00:08.365",1676,2354.3869629999999,2251.494385,2448.241211,2595.1047359999998,2211.5183109999998,2243.1528320000002,2265.0598140000002,2332.3923340000001,2203.1115719999998,2248.843018,2231.2429200000001,2201.8801269999999,2067.7622070000002,2133.7065429999998,2081.845703,2107.7460940000001,2022.888794,2003.876221,1946.7067870000001,2024.2352289999999,2021.090625]
["2014-03-12T01:00:08.395",1682,1001.091919,2076.5722660000001,1398.7882079999999,1806.869263,1857.1796879999999,1763.2438959999999,1817.6551509999999,1896.3120120000001,1890.796509,1918.7799070000001,1980.725342,2009.4372559999999,2087.0771479999999,2110.5905760000001,2103.4826659999999,2117.3078609999998,2085.2319339999999,2030.4388429999999,2006.395874,2075.7707519999999,2063.0290528]
["2014-03-12T12:00:08.450",1693,2130.0029300000001,2362.4494629999999,2225.5883789999998,2682.8271479999999,2292.8645019999999,2303.368164,2327.6740719999998,2370.826904,2306.5891109999998,2374.5573730000001,2328.1489259999998,2340.3347170000002,2280.7292480000001,2335.9951169999999,2283.8847660000001,2255.6428219999998,2233.42749,2178.3415530000002,2102.3554690000001,2151.969482,2184.3473632]
["2014-03-12T18:00:08.480",1699,2234.1660160000001,2369.0107419999999,2509.5971679999998,2534.4348140000002,2238.9472660000001,2251.546143,2265.0261230000001,2388.1616210000002,2251.7028810000002,2331.9353030000002,2351.9650879999999,2333.3549800000001,2210.3129880000001,2341.0107419999999,2288.7109380000002,2340.452393,2277.8591310000002,2297.28125,2245.6071780000002,2315.2817380000001,2295.2963380000001]
["2014-03-12T21:00:08.495",1702,2182.6511230000001,2281.3244629999999,2347.3842770000001,2639.9506839999999,2307.4003910000001,2290.860107,2344.2216800000001,2276.8562010000001,2240.696289,2260.0295409999999,2297.8461910000001,2300.5922850000002,2251.7858890000002,2335.0083009999998,2299.8251949999999,2354.3950199999999,2254.8547359999998,2249.5908199999999,2260.4846189999998,2299.0500489999999,2283.6750487999993]
["2014-03-13T08:00:08.550",1713,2165.4887699999999,2344.658203,2474.1560060000002,2650.455078,2238.7460940000001,2191.3942870000001,2080.3879390000002,2116.0170899999998,1992.8798830000001,2011.884644,2015.6881100000001,2000.4620359999999,1914.364746,1930.4470209999999,1907.0123289999999,1953.0405270000001,1934.380249,1926.8961179999999,1884.236938,1957.0626219999999,1931.1232907999997]
["2014-03-13T14:00:08.580",1719,2376.7695309999999,2324.2478030000002,2557.7810060000002,2747.3620609999998,2336.4995119999999,2421.227539,2391.0854490000002,2492.102539,2346.491943,2469.4067380000001,2432.3952640000002,2437.186768,2386.8413089999999,2523.5407709999999,2464.7829590000001,2459.6540530000002,2434.626953,2371.8522950000001,2284.5690920000002,2357.2014159999999,2381.5807617999999]
["2014-03-13T22:00:08.620",1727,1612.6179199999999,2243.2233890000002,1901.008789,2417.397461,2171.6203609999998,2107.133057,2160.4807129999999,2140.9353030000002,2168.1469729999999,2217.3234859999998,2291.9641109999998,2312.1621089999999,2321.0922850000002,2381.6491700000001,2362.0114749999998,2410.7807619999999,2306.3684079999998,2281.296143,2310.5649410000001,2349.3027339999999,2331.6625976000005]
["2014-03-14T07:00:08.665",1736,1938.54187,2364.3776859999998,2247.0520019999999,2368.6645509999998,2082.679932,2009.216553,1895.9073490000001,2095.5517580000001,1953.6682129999999,2018.5076899999999,2031.0433350000001,2016.8476559999999,1948.86499,2022.72876,1991.8820800000001,2029.7817379999999,2010.0397949999999,1969.7873540000001,1902.9388429999999,1968.8896480000001,1976.2874756000001]
["2014-03-14T16:00:08.710",1745,1884.037231,2341.1459960000002,2279.782471,2603.6491700000001,2261.0581050000001,2300.6472170000002,2318.2702640000002,2466.3852539999998,2343.6132809999999,2456.7978520000001,2474.5126949999999,2467.2939449999999,2339.6640630000002,2493.125,2428.1408689999998,2464.0217290000001,2419.9335940000001,2446.2829590000001,2390.6743160000001,2469.6936040000001,2438.1212404000003]
["2014-03-14T21:00:08.735",1750,2068.9702149999998,2326.0065920000002,2419.8940429999998,2546.5598140000002,2135.1374510000001,2069.4260250000002,2108.405029,2214.4648440000001,2201.7104490000002,2225.9208979999999,2247.3142090000001,2243.4936520000001,2237.3828130000002,2320.3171390000002,2298.2719729999999,2364.4597170000002,2279.3420409999999,2289.9265140000002,2335.1267090000001,2377.4414059999999,2329.2592774]
["2014-03-15T09:00:08.795",1762,2058.5566410000001,2341.7189939999998,2331.1171880000002,2640.7788089999999,2292.1560060000002,2329.4235840000001,2362.7995609999998,2448.774414,2351.9973140000002,2415.9426269999999,2388.4250489999999,2357.2563479999999,2250.9873050000001,2311.7585450000001,2274.4777829999998,2288.8933109999998,2255.7614749999998,2221.5441890000002,2175.8947750000002,2216.4421390000002,2231.7071778]
["2014-03-15T11:00:08.805",1764,1922.3743899999999,2329.922607,2192.67749,2565.1640630000002,2269.0527339999999,2293.8432619999999,2372.6254880000001,2462.726807,2399.805664,2513.6298830000001,2503.553711,2503.6225589999999,2415.4313959999999,2511.7839359999998,2452.3283689999998,2450.3703609999998,2410.796143,2375.9057619999999,2319.1140140000002,2364.6750489999999,2384.1722657999999]
["2014-03-15T18:00:08.840",1771,1968.725586,2320.407471,2348.1384280000002,2432.1447750000002,2189.0036620000001,2186.29126,2257.3220209999999,2404.4433589999999,2320.0051269999999,2391.1354980000001,2412.7709960000002,2380.806885,2269.9296880000002,2383.2004390000002,2323.4868160000001,2378.9250489999999,2310.8325199999999,2342.0891109999998,2342.4741210000002,2405.7097170000002,2356.0061035999997]
["2014-03-16T01:00:08.875",1778,1794.518188,2352.7653810000002,2401.4865719999998,1955.1164550000001,2085.36499,2014.1467290000001,2099.1557619999999,2118.4816890000002,2070.7922359999998,2103.4877929999998,2154.6530760000001,2161.2248540000001,2165.251953,2202.6926269999999,2167.2985840000001,2160.2294919999999,2141.6628420000002,2096.2905270000001,2031.4017329999999,2127.3208009999998,2111.3810789999998]
["2014-03-16T11:00:08.925",1788,2007.580078,2327.1376949999999,2211.8796390000002,2463.3134770000001,2191.4375,2217.2932129999999,2424.8237300000001,2563.8012699999999,2533.5034179999998,2497.1628420000002,2369.7917480000001,2285.8999020000001,2192.21875,2268.8166500000002,2273.9873050000001,2346.8859859999998,2348.1779790000001,2376.3032229999999,2358.8071289999998,2417.6066890000002,2369.5562012]
["2014-03-16T18:00:08.960",1795,2082.811768,2198.5190429999998,2326.8078609999998,2193.8063959999999,2067.8723140000002,2048.9782709999999,2060.7978520000001,2188.694336,2087.3220209999999,2158.2294919999999,2213.2661130000001,2221.5197750000002,2198.0832519999999,2306.327393,2276.0683589999999,2312.8474120000001,2254.8359380000002,2259.5222170000002,2250.3498540000001,2322.2924800000001,2279.9695802000001]
["2014-03-17T04:00:09.010",1805,1466.8607179999999,1769.002197,1910.6585689999999,2423.1252439999998,2088.2690429999998,2287.4477539999998,2618.1315920000002,2636.548096,2530.7246089999999,2291.5795899999998,2064.4746089999999,2009.768188,1998.7921140000001,2098.8811040000001,2099.1032709999999,2148.374268,2151.7055660000001,2136.2233890000002,2093.9870609999998,2169.9621579999998,2140.0504884000002]
["2014-03-17T08:00:09.030",1809,2041.831543,1631.015991,2218.883789,2192.8496089999999,1890.731567,1983.7198490000001,2016.2823490000001,2208.5703130000002,2108.4365229999999,2192.719482,2189.3203130000002,2183.1579590000001,2199.593018,2388.951904,2387.9575199999999,2447.5756839999999,2385.6166990000002,2300.360596,2221.6433109999998,2258.8549800000001,2322.810254]
["2014-03-17T21:00:09.095",1822,2178.3232419999999,1478.4643550000001,2264.0534670000002,2110.1545409999999,1719.854004,1708.3551030000001,1529.1938479999999,1718.277466,1646.4216309999999,1712.290039,1768.0029300000001,1808.3923339999999,1856.5301509999999,1919.9326169999999,1916.9217530000001,1973.269409,1976.309082,1972.180664,1955.340698,2040.849487,1983.5898679999998]
["2014-03-17T22:00:09.100",1823,1751.6286620000001,1431.1491699999999,1849.8046879999999,2465.3203130000002,1911.018677,1970.796875,1780.858154,1821.849487,1736.5961910000001,1738.4197999999999,1756.4217530000001,1776.4495850000001,1818.4979249999999,1875.846436,1884.1895750000001,1942.0814210000001,1955.2432859999999,1945.6168210000001,1918.409668,2007.7482910000001,1953.8198973999999]
["2014-03-18T06:00:09.140",1831,905.16204830000004,1323.576294,1037.955078,976.18469240000002,1220.1082759999999,1109.3634030000001,1082.5191649999999,1340.863159,1327.2803960000001,1401.075562,1499.9467770000001,1565.3634030000001,1650.3156739999999,1707.9224850000001,1776.43103,1892.865112,1917.458374,1975.232422,1968.0538329999999,2056.6669919999999,1962.0553466000001]
["2014-03-18T19:00:09.205",1844,1709.0058590000001,1591.4764399999999,1847.56897,1415.6689449999999,1465.8088379999999,1381.4179690000001,1376.548096,1567.1538089999999,1454.2763669999999,1543.405518,1525.8514399999999,1555.1024170000001,1517.3206789999999,1521.87085,1509.8530270000001,1523.79187,1537.2475589999999,1494.025269,1441.821289,1550.116211,1509.4004396]
["2014-03-18T23:00:09.225",1848,1010.965881,1515.0766599999999,1124.0054929999999,1801.894043,1625.970947,1580.417236,1628.71875,1689.73999,1666.2229,1693.7292480000001,1666.506836,1684.1694339999999,1656.2944339999999,1632.1103519999999,1654.19397,1676.770264,1658.0805660000001,1611.9224850000001,1561.8833010000001,1646.4517820000001,1631.0216796]
["2014-03-19T05:00:09.255",1854,884.39416500000004,1558.6755370000001,1153.670288,1025.5023189999999,1262.034058,1096.7607419999999,1002.235901,1237.8073730000001,1149.622803,1169.2510990000001,1204.7673339999999,1246.8210449999999,1370.788818,1411.8431399999999,1474.070923,1590.7639160000001,1623.6126710000001,1632.3582759999999,1612.645264,1712.625366,1634.4010985999998]
["2014-03-19T16:00:09.310",1865,1514.708862,1773.7376710000001,1896.1986079999999,2043.014404,1800.4545900000001,1806.5738530000001,1766.586548,1902.950562,1762.608643,1823.3845209999999,1764.5886230000001,1773.1948239999999,1733.7673339999999,1738.5133060000001,1730.0131839999999,1727.935303,1735.3392329999999,1672.6389160000001,1572.1103519999999,1658.691284,1673.3430175999997]
["2014-03-19T19:00:09.325",1868,1587.955322,1809.446289,1954.931885,1962.2495120000001,1743.7181399999999,1708.9083250000001,1730.69165,1921.6103519999999,1822.9014890000001,1929.7177730000001,1917.8764650000001,1931.475586,1841.3688959999999,1870.713379,1841.8077390000001,1851.9345699999999,1795.852783,1755.451904,1661.7196039999999,1738.1779790000001,1760.6273679999999]
["2014-03-20T09:00:09.395",1882,1680.72522,1849.4920649999999,1646.9796140000001,1774.0667719999999,1712.5426030000001,1620.4061280000001,1616.2420649999999,1735.805908,1659.712158,1692.559814,1667.466797,1682.0826420000001,1629.064087,1607.7576899999999,1597.1164550000001,1613.1313479999999,1606.9233400000001,1564.0902100000001,1512.6485600000001,1593.8498540000001,1578.1286623999999]
["2014-03-20T10:00:09.400",1883,1677.3016359999999,1862.348389,1680.2204589999999,1791.6655270000001,1745.487793,1664.670288,1687.5816649999999,1797.025269,1727.806519,1779.731567,1752.277832,1772.8114009999999,1725.6727289999999,1697.1328129999999,1686.4582519999999,1684.593018,1676.125,1614.105225,1556.5509030000001,1628.0386960000001,1631.8825683999999]
["2014-03-20T18:00:09.440",1891,1961.997192,1821.963379,1966.762817,1648.837524,1665.431763,1583.4888920000001,1625.572144,1816.2626949999999,1720.3249510000001,1810.160889,1831.3851320000001,1851.1623540000001,1820.4095460000001,1879.3374020000001,1880.35376,1949.5367429999999,1913.6225589999999,1920.45813,1851.6457519999999,1942.8394780000001,1915.6205323999998]
["2014-03-21T03:00:09.485",1900,887.20660399999997,1634.7421879999999,1118.3842770000001,1083.9766850000001,1345.627686,1195.7707519999999,1141.8666989999999,1382.263672,1303.641357,1350.240967,1390.750366,1428.596558,1532.338135,1539.3359379999999,1568.1347659999999,1635.9060059999999,1674.6651609999999,1665.8428960000001,1615.529297,1745.3557129999999,1667.4598146000001]
["2014-03-21T15:00:09.545",1912,1520.735596,1788.4406739999999,1574.144775,1618.3133539999999,1663.747437,1601.919922,1643.033081,1830.2751459999999,1705.9179690000001,1800.8839109999999,1777.7114260000001,1800.1789550000001,1801.2332759999999,1834.9672849999999,1835.2677000000001,1877.4822999999999,1878.6970209999999,1859.4820560000001,1762.4664310000001,1872.3233640000001,1850.0902343999999]
["2014-03-21T20:00:09.570",1917,1728.772827,1819.4301760000001,1806.1877440000001,1995.557861,1825.476318,1752.4243160000001,1731.884033,1754.6416019999999,1709.134644,1760.6273189999999,1795.4608149999999,1803.784058,1782.3847659999999,1790.9742429999999,1810.317505,1885.2491460000001,1831.1701660000001,1833.247803,1813.479004,1886.682251,1849.9656739999998]
["2014-03-22T05:00:09.615",1926,1148.6641850000001,1821.914673,1333.8845209999999,1317.1331789999999,1490.057251,1338.435669,1297.417725,1518.2020259999999,1407.42688,1450.2835689999999,1462.829346,1487.5554199999999,1493.638428,1492.634399,1492.507202,1540.025635,1555.5778809999999,1529.8320309999999,1461.603149,1578.2037350000001,1533.0484861999998]
["2014-03-22T13:00:09.655",1934,2263.4711910000001,1922.0814210000001,2299.1594239999999,2526.1459960000002,2035.7673339999999,2051.2802729999999,1994.923706,2060.1188959999999,1947.445068,1996.505249,1931.1369629999999,1949.668457,1936.0035399999999,1956.367432,1942.6687010000001,1945.5931399999999,1943.232422,1899.3790280000001,1805.1030270000001,1893.825928,1897.4267090000001]
["2014-03-22T19:00:09.685",1940,1834.901611,1864.183716,1967.914673,2166.0270999999998,1859.721802,1835.3680420000001,1803.7921140000001,1955.067749,1878.828491,2000.7265629999999,2043.5577390000001,2054.6206050000001,2005.604126,2060.155518,2043.783081,2088.8776859999998,2006.649048,1988.419922,1949.7567140000001,2012.5311280000001,2009.2468996]
["2014-03-22T22:00:09.700",1943,1725.2219239999999,1833.1405030000001,1796.507568,1972.5826420000001,1831.091919,1782.4298100000001,1822.7989500000001,1847.870361,1847.533447,1853.5867920000001,1884.3482670000001,1887.0382079999999,1932.884888,1935.673706,1965.5211179999999,2019.7102050000001,1969.2037350000001,1949.638794,1939.8698730000001,2005.893677,1976.8632568]
["2014-03-23T12:00:09.770",1957,2255.0803219999998,1727.0191649999999,1985.206177,2222.826172,1905.7238769999999,1922.7739260000001,1950.546509,2065.6970209999999,2015.637207,2106.8378910000001,2072.876953,2083.2697750000002,2031.3511960000001,2063.8459469999998,2043.0413820000001,2058.5346679999998,2043.4780270000001,2007.0672609999999,1918.1467290000001,1994.4027100000001,2004.325879]
["2014-03-23T15:00:09.785",1960,1766.2907709999999,1624.003418,1840.0694579999999,1859.9482419999999,1792.0665280000001,1823.201294,1902.7856449999999,2028.9730219999999,1947.0563959999999,2046.3870850000001,2046.3594969999999,2072.6560060000002,2056.5939939999998,2137.3479000000002,2122.9079590000001,2154.7907709999999,2130.719971,2113.5817870000001,2026.0579829999999,2113.8254390000002,2107.7951902]
["2014-03-24T02:00:09.840",1971,988.59796140000003,1483.0086670000001,1194.2998050000001,1267.281982,1507.180908,1460.217163,1549.2476810000001,1630.6218260000001,1593.145264,1601.3376459999999,1617.315186,1649.2576899999999,1719.17749,1717.122314,1725.723389,1760.498779,1778.4334719999999,1740.306519,1688.4139399999999,1801.614746,1753.8534912]
["2014-03-24T08:00:09.870",1977,1527.166138,1545.6785890000001,1404.399048,1427.119995,1492.3515629999999,1433.773682,1423.9954829999999,1647.6842039999999,1549.9483640000001,1623.986938,1633.6411129999999,1654.839966,1637.458862,1651.0119629999999,1672.1451420000001,1746.797241,1753.52478,1745.094971,1694.277832,1776.7441409999999,1743.287793]
["2014-03-24T16:00:09.910",1985,1608.7822269999999,1759.309937,1528.4304199999999,1501.742432,1565.720703,1459.0778809999999,1444.446655,1643.5263669999999,1558.5054929999999,1636.894409,1656.269409,1696.079712,1750.0227050000001,1798.4259030000001,1818.737183,1885.493164,1889.4560550000001,1897.448975,1842.7044679999999,1948.2509769999999,1892.6707278000001]
["2014-03-25T01:00:09.955",1994,947.97406009999997,1693.5698239999999,1095.0786129999999,1063.7017820000001,1506.799683,1418.113525,1646.7624510000001,1739.134155,1723.6881100000001,1783.2285159999999,1777.3376459999999,1792.7882079999999,1785.5195309999999,1739.496948,1725.4176030000001,1716.5893550000001,1712.4099120000001,1648.2432859999999,1593.770996,1694.8120120000001,1673.1651121999998]
["2014-03-25T06:00:09.980",1999,1162.633423,1782.6669919999999,1301.1290280000001,1235.30249,1430.5742190000001,1275.0582280000001,1202.565308,1433.721558,1323.2116699999999,1354.1728519999999,1382.3939210000001,1405.5306399999999,1457.255981,1486.4913329999999,1541.1607670000001,1650.431885,1677.591064,1681.0147710000001,1631.1020510000001,1726.7229,1673.3725342000002]
["2014-03-25T10:00:10",2003,1858.144775,1928.4295649999999,1818.831909,1981.3382570000001,1753.9210210000001,1614.4338379999999,1556.4963379999999,1655.3314210000001,1607.5582280000001,1645.1405030000001,1642.690186,1670.982422,1653.8995359999999,1646.871216,1655.397217,1707.878784,1689.384033,1670.604004,1618.432129,1696.6154790000001,1676.5828858]
["2014-03-25T23:00:10.065",2016,1497.305298,1882.0916749999999,1717.920044,1972.7052000000001,1842.2960210000001,1777.693115,1845.4157709999999,1878.742432,1890.8095699999999,1935.527466,1979.127563,2006.528687,2003.1182859999999,1991.6125489999999,1995.6437989999999,2014.7143550000001,1946.244751,1901.4925539999999,1871.8905030000001,1929.4785159999999,1932.7641358000001]
["2014-03-26T03:00:10.085",2020,856.18096920000005,1854.215698,1139.8698730000001,1097.1137699999999,1411.8900149999999,1233.450439,1265.9904790000001,1536.9072269999999,1516.87915,1583.7531739999999,1653.823975,1693.3017580000001,1798.8272710000001,1819.595703,1833.6889650000001,1884.447388,1893.3558350000001,1864.8964840000001,1816.219482,1908.4255370000001,1873.4689451999998]
["2014-03-26T13:00:10.135",2030,1859.8538820000001,2230.3527829999998,1894.5667719999999,2297.0307619999999,2063.703125,2014.025879,2006.1884769999999,2082.610596,1994.9255370000001,2075.9011230000001,2036.725342,2057.1364749999998,2033.2963870000001,2057.1374510000001,2037.414307,2028.0900879999999,2020.6141359999999,1955.196533,1870.6649170000001,1939.2055660000001,1962.754248]
["2014-03-26T20:00:10.170",2037,2028.853394,2350.3310550000001,1920.914307,2170.2402339999999,2005.549927,1884.51001,1873.419922,1987.7573239999999,1896.4456789999999,1975.881226,2032.5969239999999,2052.8488769999999,2002.1326899999999,2064.1567380000001,2044.9183350000001,2110.6921390000002,2033.2172849999999,2043.4964600000001,2009.8645019999999,2079.3352049999999,2055.3211182]
["2014-03-27T05:00:10.215",2046,1281.945557,2351.4321289999998,1562.370361,1479.8927000000001,1693.887939,1483.2944339999999,1429.4586179999999,1672.7280270000001,1538.6243899999999,1596.635986,1621.8564449999999,1633.6800539999999,1655.6633300000001,1672.3596190000001,1663.0124510000001,1710.1020510000001,1730.7514650000001,1712.003052,1644.735596,1767.0251459999999,1712.923462]
["2014-03-27T12:00:10.250",2053,2701.5888669999999,2463.483643,2528.4938959999999,2533.650635,2249.3474120000001,2216.2407229999999,2292.3247070000002,2364.6733399999998,2265.969482,2360.4335940000001,2293.9575199999999,2297.9567870000001,2223.4423830000001,2233.0747070000002,2185.8303219999998,2152.5715329999998,2108.751221,2027.5120850000001,1943.405884,2003.3985600000001,2047.1278566000001]
["2014-03-27T22:00:10.300",2063,2278.6259770000001,2348.0988769999999,2201.875,2263.7482909999999,2132.3352049999999,2050.8090820000002,2131.8488769999999,2154.1596679999998,2128.592529,2158.6972660000001,2196.0571289999998,2205.1401369999999,2199.6616210000002,2248.4714359999998,2226.8659670000002,2273.8623050000001,2171.98999,2147.2770999999998,2161.4494629999999,2206.8632809999999,2192.2884278000001]
["2014-03-28T02:00:10.320",2067,1131.4377440000001,2206.4147950000001,1457.2542719999999,1626.0361330000001,1853.905884,1749.887939,1875.7889399999999,1993.552612,1960.359741,1967.66626,1984.748413,1973.114014,2017.1884769999999,2021.0760499999999,2018.9047849999999,2036.492432,2029.231689,1992.6484379999999,1937.0825199999999,2040.590332,2007.2090822000002]
["2014-03-28T07:00:10.345",2072,2365.9885250000002,2300.5214839999999,2230.939453,2233.0898440000001,2018.3795170000001,1934.50415,1837.8452150000001,2042.8897710000001,1915.935547,1972.1801760000001,1989.73999,1972.5595699999999,1904.219971,1958.5263669999999,1941.2445070000001,1994.6585689999999,1986.100342,1961.980591,1891.939697,1963.0695800000001,1959.5497558]
["2014-03-28T16:00:10.390",2081,2411.826904,2181.7814939999998,2338.5898440000001,2410.5642090000001,2149.2070309999999,2184.5495609999998,2185.123047,2330.71875,2206.1535640000002,2305.5756839999999,2321.9204100000002,2324.0808109999998,2267.0065920000002,2411.9436040000001,2377.2651369999999,2420.639404,2392.3244629999999,2405.8237300000001,2346.4936520000001,2425.9489749999998,2398.2460447999997]
["2014-03-29T00:00:10.430",2089,1414.447754,1999.0516359999999,1496.786987,1957.5688479999999,1920.2312010000001,1842.540894,1880.6623540000001,1897.6805420000001,1900.605957,1917.3131100000001,1980.498047,2007.4279790000001,2082.55249,2105.7448730000001,2108.4589839999999,2148.2695309999999,2121.5742190000001,2103.099365,2095.7224120000001,2178.0073240000002,2129.3345702000001]
["2014-03-29T06:00:10.460",2095,1660.7039789999999,2078.234375,1758.2280270000001,1623.8889160000001,1733.1125489999999,1619.6385499999999,1587.6079099999999,1826.6876219999999,1698.258789,1758.2960210000001,1790.1816409999999,1790.5722659999999,1777.01062,1835.3817140000001,1832.0600589999999,1902.2856449999999,1915.27124,1906.121216,1842.744629,1935.9339600000001,1900.4713379999998]
["2014-03-29T17:00:10.515",2106,2058.6411130000001,2162.2773440000001,2183.8325199999999,2651.625,2161.7937010000001,2196.0803219999998,2109.2917480000001,2237.8027339999999,2090.701172,2185.185547,2204.2890630000002,2209.0703130000002,2143.1357419999999,2255.1335450000001,2209.6838379999999,2250.0742190000001,2201.1232909999999,2210.142578,2158.5834960000002,2253.1362300000001,2214.6119628000001]
["2014-03-29T23:00:10.545",2112,1885.3923339999999,2140.1276859999998,1916.7181399999999,2288.8791500000002,2017.0588379999999,1931.765991,1948.8336179999999,1979.912842,1989.58313,2009.7398679999999,2048.9624020000001,2055.6684570000002,2089.1853030000002,2113.6508789999998,2107.5920409999999,2146.6889649999998,2090.061279,2051.039307,2040.661987,2112.3510740000002,2088.1605224]
["2014-03-30T10:00:10.600",2123,2371.4416500000002,1991.485962,2540.2595209999999,2739.642578,2244.98999,2338.6433109999998,2329.0322270000001,2351.2290039999998,2267.3862300000001,2306.7714839999999,2267.6320799999999,2249.1135250000002,2165.6333009999998,2227.220703,2203.5227049999999,2226.023193,2196.8078609999998,2163.6816410000001,2113.0351559999999,2159.2709960000002,2171.7637693999995]
["2014-03-30T13:00:10.615",2126,2085.4436040000001,1901.549438,2244.345703,2636.4113769999999,2213.1892090000001,2330.6218260000001,2404.4584960000002,2440.8735350000002,2383.164307,2468.8178710000002,2441.3066410000001,2445.3308109999998,2362.0983890000002,2458.1154790000001,2396.3959960000002,2385.05249,2347.0017090000001,2317.397461,2240.6687010000001,2304.8522950000001,2318.9945312000004]
["2014-03-30T19:00:10.645",2132,3312.7241210000002,1776.8634030000001,2973.8088379999999,2588.9409179999998,2169.3452149999998,2289.5297850000002,2288.9562989999999,2309.7553710000002,2229.0583499999998,2261.9765630000002,2303.109375,2291.7370609999998,2209.6489259999998,2307.9990229999999,2263.9963379999999,2318.2641600000002,2250.3671880000002,2270.5390630000002,2265.9096679999998,2322.7878420000002,2285.5735842000004]
["2014-03-31T03:00:10.685",2140,1050.9189449999999,1415.895264,1344.69165,1406.6831050000001,1524.435913,1542.521606,1570.5428469999999,1839.873169,1824.528564,1982.1798100000001,2080.8813479999999,2089.338135,2087.389893,2150.8598630000001,2134.9748540000001,2159.7290039999998,2160.1423340000001,2118.5795899999998,2054.2651369999999,2135.0424800000001,2125.5517090000003]
["2014-03-31T12:00:10.730",2149,1768.048828,1540.7232670000001,1730.887573,1873.122192,1727.397217,1732.5167240000001,1753.9331050000001,1876.6826169999999,1868.4604489999999,1919.855591,1937.0692140000001,1977.9686280000001,2024.5585940000001,2108.5810550000001,2116.7170409999999,2185.1762699999999,2190.818115,2196.1557619999999,2162.7590329999998,2231.4316410000001,2193.2681642000002]
["2014-03-31T17:00:10.755",2154,1636.809937,1637.3378909999999,1848.229736,1837.434082,1728.9598390000001,1750.3945309999999,1736.559937,1931.1728519999999,1807.950562,1908.528198,1926.5196530000001,1938.3405760000001,1915.342529,2010.448975,1987.030029,2046.9147949999999,2047.5042719999999,2070.7001949999999,2022.700928,2126.8916020000001,2062.9423584000001]
["2014-04-01T05:00:10.815",2166,991.16314699999998,1786.8194579999999,1220.828857,1074.217529,1349.760986,1159.194092,1073.0897219999999,1342.0170900000001,1241.377686,1296.4255370000001,1356.822876,1406.5317379999999,1496.5635990000001,1544.1885990000001,1568.924561,1666.236572,1698.237427,1711.8258060000001,1673.0566409999999,1790.5039059999999,1707.9720703999999]
["2014-04-01T10:00:10.840",2171,1934.850586,2028.2456050000001,2032.621948,2144.1008299999999,1900.3980710000001,1811.725952,1768.8011469999999,1796.855225,1707.2933350000001,1723.5614009999999,1675.91272,1685.9239500000001,1644.744263,1622.9986570000001,1621.626953,1656.156982,1664.4852289999999,1638.987793,1609.0177000000001,1697.9415280000001,1653.3178464]
["2014-04-01T22:00:10.900",2183,2017.8283690000001,2284.3061520000001,2246.985596,2476.5720209999999,2179.5124510000001,2148.1245119999999,2222.523682,2179.6408689999998,2143.4916990000002,2124.5466310000002,2104.4411620000001,2088.751953,2065.0910640000002,2100.5778810000002,2093.3620609999998,2133.3432619999999,2044.619751,2003.9178469999999,1992.317505,2040.3831789999999,2042.9163087999998]
["2014-04-01T23:00:10.905",2184,1829.2269289999999,2269.1967770000001,2118.8610840000001,2394.0607909999999,2129.7128910000001,2068.0822750000002,2123.9604490000002,2099.0966800000001,2090.1516109999998,2100.0021969999998,2114.1845699999999,2108.2373050000001,2087.8347170000002,2090.1198730000001,2070.5649410000001,2098.5656739999999,2028.6710210000001,1991.659058,1989.045288,2043.33313,2030.2548342000002]
["2014-04-02T13:00:10.975",2198,2368.265625,2548.3391109999998,2682.961914,2981.8627929999998,2538.1267090000001,2614.5434570000002,2657.4553219999998,2643.310547,2560.6323240000002,2629.6135250000002,2557.3957519999999,2542.3664549999999,2425.8686520000001,2523.985596,2439.1032709999999,2397.3413089999999,2359.234375,2275.6674800000001,2170.1125489999999,2210.0307619999999,2282.4772949999997]
["2014-04-02T16:00:10.990",2201,2396.975586,2555.5395509999998,2866.0690920000002,3612.3735350000002,2727.4147950000001,2913.411865,2697.9497070000002,2699.5437010000001,2509.6369629999999,2591.7934570000002,2568.5607909999999,2572.898682,2455.6059570000002,2619.618164,2529.8618160000001,2509.1938479999999,2467.5114749999998,2430.8317870000001,2351.5297850000002,2406.7795409999999,2433.1692871999999]
["2014-04-02T23:00:11.025",2208,1975.8048100000001,2489.4311520000001,2213.85376,2647.999268,2363.7233890000002,2329.3547359999998,2399.336914,2371.405518,2402.3937989999999,2463.025635,2535.3520509999998,2526.6652829999998,2439.044922,2496.25,2443.9326169999999,2484.1284179999998,2396.679443,2399.0534670000002,2441.6884770000001,2468.8654790000001,2438.0830567999997]
["2014-04-03T09:00:11.075",2218,3653.2172850000002,2729.4702149999998,2867.2436520000001,2918.1945799999999,2493.1967770000001,2479.3937989999999,2424.3305660000001,2467.1442870000001,2344.3229980000001,2356.9252929999998,2323.874268,2272.389893,2149.8059079999998,2187.1049800000001,2143.0117190000001,2171.7021479999999,2154.219482,2132.51001,2089.8327640000002,2146.3298340000001,2138.9188475999999]
["2014-04-03T13:00:11.095",2222,3309.2470699999999,2798.469482,2731.3781739999999,3325.6940920000002,2666.7563479999999,2764.2407229999999,2770.5402829999998,2869.1354980000001,2774.255615,2904.5029300000001,2816.963135,2781.4389649999998,2630.8188479999999,2754.280518,2650.311279,2607.41626,2572.2358399999998,2493.8835450000001,2420.2121579999998,2466.2104490000002,2511.9916504000003]
["2014-04-04T02:00:11.160",2235,1580.220947,2804.116211,2157.1379390000002,2433.3637699999999,2323.85376,2189.8889159999999,2157.3801269999999,2157.2653810000002,2109.3325199999999,2087.0678710000002,2136.107422,2119.6381839999999,2186.9301759999998,2234.3186040000001,2228.6154790000001,2268.818115,2252.4807129999999,2224.1457519999999,2192.357422,2294.7858890000002,2246.5175782000001]
["2014-04-04T10:00:11.200",2243,3602.2937010000001,2987.029297,2959.8010250000002,3493.9343260000001,2798.068115,2872.2844239999999,2801.1784670000002,2865.0422359999998,2751.1525879999999,2844.4526369999999,2801.7116700000001,2746.3359380000002,2551.4233399999998,2645.9819339999999,2554.8522950000001,2529.4589839999999,2493.5395509999998,2429.5185550000001,2377.8078609999998,2400.7302249999998,2446.2110351999995]
["2014-04-04T11:00:11.205",2244,3828.6762699999999,2993.813721,3106.3066410000001,3385.7836910000001,2843.8979490000002,2946.6870119999999,2942.8996579999998,2934.2248540000001,2820.786865,2916.2307129999999,2877.1833499999998,2848.5590820000002,2681.3173830000001,2804.0834960000002,2701.463135,2651.8317870000001,2606.6010740000002,2535.2585450000001,2477.8984380000002,2501.2700199999999,2554.5719727999999]
["2014-04-05T00:00:11.270",2257,1934.635254,2857.679932,2272.8916020000001,2914.8935550000001,2550.303711,2539.0297850000002,2612.6779790000001,2703.6765140000002,2710.2763669999999,2794.72876,2840.7624510000001,2801.319336,2618.4946289999998,2627.7685550000001,2512.7687989999999,2477.8134770000001,2413.3442380000001,2421.2392580000001,2456.3405760000001,2527.7700199999999,2459.3015138000001]
["2014-04-05T04:00:11.290",2261,1965.889404,2918.60376,2383.5141600000002,2478.2304690000001,2371.1135250000002,2290.5378420000002,2249.623047,2413.7272950000001,2336.8195799999999,2382.6501459999999,2460.5625,2429.9963379999999,2329.4125979999999,2430.8945309999999,2379.4953609999998,2397.2321780000002,2392.8964839999999,2381.5141600000002,2329.3715820000002,2395.1809079999998,2379.2390624]
["2014-04-05T10:00:11.320",2267,3272.4257809999999,3008.7592770000001,3115.9426269999999,3415.9360350000002,2872.8254390000002,2992.4553219999998,2950.345703,2995.0036620000001,2887.141357,2966.6088869999999,2955.2922359999998,2901.5200199999999,2737.2517090000001,2913.811279,2797.5153810000002,2773.2705080000001,2741.8095699999999,2692.3393550000001,2671.5820309999999,2675.6865229999999,2710.9375974]
["2014-04-05T21:00:11.375",2278,3576.4423830000001,2931.4816890000002,3308.0751949999999,3589.4492190000001,3143.446289,3310.195557,3292.898682,2951.9016109999998,2876.005615,2796.0090329999998,2856.5607909999999,2859.524414,2760.467529,2963.3498540000001,2880.8977049999999,2908.5222170000002,2788.2570799999999,2781.9045409999999,2849.241943,2850.7768550000001,2835.7405272000005]
["2014-04-06T07:00:11.425",2288,2393.1381839999999,2731.9704590000001,2507.366211,2792.3464359999998,2541.9860840000001,2606.6677249999998,2650.2114259999998,2754.5432129999999,2634.826904,2673.0251459999999,2683.2919919999999,2616.6188959999999,2460.6916500000002,2578.4951169999999,2494.7177729999999,2499.4384770000001,2486.7583009999998,2481.1599120000001,2461.695557,2496.0778810000002,2485.0260256000001]
["2014-04-06T14:00:11.460",2295,3182.2285160000001,2620.889893,2942.9331050000001,3235.161865,2659.6530760000001,2820.716797,2754.5083009999998,2883.1501459999999,2771.2250979999999,2879.0097660000001,2901.2807619999999,2877.1464839999999,2746.7631839999999,3001.7548830000001,2917.8632809999999,2914.5366210000002,2885.7563479999999,2883.7456050000001,2866.5288089999999,2903.8515630000002,2890.8837892000001]
["2014-04-06T21:00:11.495",2302,3261.0122070000002,2963.5927729999999,3048.6970209999999,3548.880615,2838.7609859999998,2843.102539,2748.5078130000002,2692.4970699999999,2622.0139159999999,2623.5053710000002,2661.3752439999998,2644.8291020000001,2588.797607,2780.0715329999998,2716.3352049999999,2762.1811520000001,2674.6479490000002,2669.227539,2732.6625979999999,2753.5966800000001,2718.4631836000003]
["2014-04-06T23:00:11.505",2304,1996.680298,2858.2983399999998,2451.5253910000001,2765.2929690000001,2629.407471,2617.0222170000002,2799.1010740000002,2721.5166020000001,2720.6447750000002,2679.233643,2680.0764159999999,2626.376953,2528.663086,2624.6120609999998,2552.7841800000001,2570.470703,2523.0317380000001,2522.8549800000001,2558.2705080000001,2615.6340329999998,2558.0523923999999]
["2014-04-07T11:00:11.565",2316,2299.6906739999999,3009.3483890000002,2458.8764649999998,2459.1791990000002,2373.9702149999998,2264.10376,2294.2670899999998,2409.2729490000002,2334.492432,2419.1520999999998,2468.2673340000001,2473.1411130000001,2452.2260740000002,2624.3410640000002,2575.5014649999998,2603.7595209999999,2590.5534670000002,2586.1533199999999,2565.5844729999999,2609.349365,2591.0800291999994]
["2014-04-07T16:00:11.590",2321,2248.3876949999999,3634.060547,2810.3442380000001,3034.6533199999999,2784.6166990000002,2684.556885,2667.2714839999999,2770.2614749999998,2597.65625,2671.701904,2671.2758789999998,2619.1145019999999,2463.7683109999998,2645.6376949999999,2547.0686040000001,2574.2780760000001,2535.4326169999999,2554.4326169999999,2547.124268,2604.1843260000001,2563.0903807999998]
["2014-04-08T04:00:11.650",2333,1165.7857670000001,3649.7727049999999,2244.5847170000002,2187.1435550000001,2412.3344729999999,2348.0109859999998,2404.908203,2780.4458009999998,2642.3215329999998,2665.9697270000001,2656.9877929999998,2543.4565429999998,2401.9731449999999,2636.7768550000001,2652.7941890000002,2760.0974120000001,2757.2080080000001,2745.1311040000001,2790.0683589999999,2783.0275879999999,2767.1064942000003]
["2014-04-08T09:00:11.675",2338,2400.2536620000001,4120.1201170000004,3061.070557,3195.2597660000001,2997.6567380000001,2752.0395509999998,2846.8203130000002,2807.3945309999999,2828.383057,2790.178711,2814.1645509999998,2707.6157229999999,2511.4956050000001,2630.8422850000002,2553.2673340000001,2628.6469729999999,2576.9807129999999,2625.2160640000002,2663.5683589999999,2671.6271969999998,2633.2078612]
["2014-04-08T18:00:11.720",2347,3726.6875,4100.4086909999996,5662.8935549999997,3154.4113769999999,3672.13501,4169.1152339999999,4845.6005859999996,5238.2495120000003,5082.0053710000002,5283.888672,4987.9833980000003,4591.78125,3598.9038089999999,3881.632568,3439.6125489999999,3233.5346679999998,3108.4726559999999,3003.5649410000001,2957.1911620000001,2938.6284179999998,3048.2783690000006]
["2014-04-09T00:00:11.750",2353,1121.881592,3373.1191410000001,2511.4584960000002,2696.6293949999999,3168.5717770000001,3340.7104490000002,3731.7827149999998,3663.2722170000002,3585.2170409999999,4324.439453,4645.7314450000003,5111.5034180000002,4615.7309569999998,4924.1777339999999,4395.0747069999998,3885.6286620000001,3564.6059570000002,3352.373047,3361.0505370000001,3304.0749510000001,3493.5466307999995]
["2014-04-09T11:00:11.805",2364,3631.811768,3583.0463869999999,4109.6713870000003,4800.5170900000003,3691.2971189999998,4191.7749020000001,3926.8791500000002,4023.554443,3984.7829590000001,4016.116211,3915.4914549999999,3687.7841800000001,3317.8327640000002,3403.7258299999999,3101.6052249999998,2857.4624020000001,2854.4484859999998,2708.4279790000001,2676.1960450000001,2681.1008299999999,2755.5271484]
["2014-04-09T17:00:11.835",2370,2865.7858890000002,3190.045654,3676.4482419999999,4400.6782229999999,3573.369385,4436.6777339999999,4180.5556640000004,4617.6298829999996,4341.3164059999999,4573.2216799999997,4586.4472660000001,4491.0375979999999,3779.0422359999998,4535.3603519999997,4245.8256840000004,4054.1994629999999,4009.1560060000002,3885.4780270000001,3852.6691890000002,3756.671143,3911.6347655999998]
["2014-04-09T20:00:11.850",2373,3054.0964359999998,2985.3354490000002,3604.0695799999999,4046.9414059999999,3180.7128910000001,3419.3496089999999,3512.138672,3805.6279300000001,3817.6889649999998,4194.4267579999996,4411.2138670000004,4554.8330079999996,3969.474365,4648.7304690000001,4451.6455079999996,4362.0747069999998,4151.4462890000004,4101.2060549999997,4269.0810549999997,4070.6264649999998,4190.8869141999994]
["2014-04-10T07:00:11.905",2384,2451.5473630000001,2660.9360350000002,2459.1547850000002,2901.5024410000001,2580.539307,2602.9975589999999,2574.421143,2684.5439449999999,2479.2451169999999,2474.6098630000001,2419.0219729999999,2311.8791500000002,2030.424683,2007.397461,1867.1076660000001,1829.845581,1864.9117429999999,1895.7639160000001,1840.7227780000001,1958.3873289999999,1877.9262694000001]
["2014-04-10T13:00:11.935",2390,2462.3664549999999,2481.428711,2508.4484859999998,2796.766357,2487.7229000000002,2705.4528810000002,2738.0690920000002,2947.2749020000001,2891.1933589999999,3101.866211,3139.7773440000001,3139.6220699999999,3048.501953,3463.0668949999999,3337.055664,3310.1311040000001,3429.8745119999999,3339.9528810000002,3293.8166500000002,3280.66626,3330.8882813999999]
["2014-04-10T21:00:11.975",2398,2072.7468260000001,2239.929932,2060.7768550000001,2254.3686520000001,2134.2839359999998,2033.30835,2131.1281739999999,2210.313232,2199.5791020000001,2324.6767580000001,2461.8803710000002,2486.1152339999999,2674.3115229999999,2883.4311520000001,2943.0065920000002,3113.8715820000002,3009.467529,3078.4013669999999,3483.3151859999998,3351.3588869999999,3207.2829102000001]
["2014-04-11T06:00:12.020",2407,1872.069092,2170.390625,2070.1984859999998,2193.373047,2009.775513,1956.6923830000001,1876.1605219999999,2098.2416990000002,1965.1907960000001,2001.684448,2043.805664,2053.7829590000001,1877.005371,1925.552612,1833.660889,1801.251221,1790.728638,1701.7189940000001,1600.2939449999999,1653.2620850000001,1709.4509765999999]
["2014-04-11T11:00:12.045",2412,2143.4189449999999,2152.17749,2199.6791990000002,2331.2504880000001,2085.4160160000001,2102.8715820000002,2171.3120119999999,2367.8239749999998,2292.7329100000002,2438.070557,2436.1499020000001,2457.8276369999999,2476.679443,2631.7475589999999,2580.563721,2599.8479000000002,2650.828125,2603.3735350000002,2575.3937989999999,2587.1296390000002,2603.3145996000003]
["2014-04-11T23:00:12.105",2424,1589.3248289999999,2072.2827149999998,1778.6145019999999,2012.552124,1926.164673,1851.3482670000001,1928.8789059999999,1965.868408,1987.028198,1927.385986,1956.1918949999999,1953.0952150000001,2024.994385,2040.167725,2039.224365,2049.226318,2043.5931399999999,2049.7482909999999,2067.508057,2164.9370119999999,2075.0025636]
["2014-04-12T04:00:12.130",2429,1312.5095209999999,2108.1557619999999,1688.365356,1582.4210210000001,1722.364746,1596.5323490000001,1601.8618160000001,1861.9967039999999,1769.7028809999999,1837.623779,1890.156616,1896.497437,1800.200439,1854.3781739999999,1764.8320309999999,1756.884155,1779.126831,1720.29126,1622.1651609999999,1713.963379,1718.4861572000002]
["2014-04-12T08:00:12.150",2433,1921.978638,2180.108643,2044.265625,2257.455078,2055.7895509999998,2011.045044,2020.1519780000001,2129.7360840000001,2036.328857,2078.7426759999998,2069.040039,2057.2404790000001,1998.8632809999999,2060.9960940000001,2045.404419,2096.900635,2114.3679200000001,2074.2358399999998,2120.443115,2099.4169919999999,2101.0729004]
["2014-04-12T18:00:12.200",2443,1872.4263920000001,2080.444336,2053.470703,2108.2438959999999,1983.569092,1943.349731,1993.018433,2097.6491700000001,2021.3862300000001,2087.7609859999998,2138.0942380000001,2142.126953,2089.4970699999999,2182.983643,2158.7856449999999,2234.0373540000001,2159.8491210000002,2228.7758789999998,2298.165039,2316.3984380000002,2247.4451662000001]
["2014-04-13T01:00:12.235",2450,1360.1860349999999,1970.3116460000001,1621.2248540000001,1788.368774,1779.4654539999999,1692.7573239999999,1728.160034,1873.706543,1830.286865,1854.7441409999999,1877.4677730000001,1885.0485839999999,1893.3863530000001,1920.777466,1866.895996,1847.062866,1864.821899,1800.0267329999999,1705.6864009999999,1842.4461670000001,1812.0088131999996]
["2014-04-13T08:00:12.270",2457,1939.0482179999999,1972.733154,1924.4017329999999,2073.8010250000002,1916.883057,1880.3820800000001,1912.3104249999999,2032.5335689999999,1949.6186520000001,1989.299072,1974.4482419999999,1976.458496,1948.0960689999999,1999.0729980000001,2007.2380370000001,2071.0822750000002,2057.608154,2043.243408,2037.0974120000001,2065.65625,2054.9374997999998]
["2014-04-13T18:00:12.320",2467,1799.462769,1809.5656739999999,1627.2679439999999,1591.4117429999999,1669.2926030000001,1583.5543210000001,1627.6179199999999,1809.443237,1749.6168210000001,1822.4516599999999,1881.759888,1897.821533,1892.9914550000001,1957.7182620000001,1951.7231449999999,2028.0878909999999,1988.857544,2019.578491,2029.839966,2097.8676759999998,2032.8463135999998]
["2014-04-13T22:00:12.340",2471,1921.152466,1755.8955080000001,1657.1351320000001,1585.8142089999999,1677.6260990000001,1572.710693,1618.0550539999999,1699.2039789999999,1684.450928,1706.5649410000001,1748.431763,1775.8199460000001,1828.6329350000001,1847.3093260000001,1851.536255,1890.2075199999999,1877.8599850000001,1847.2042240000001,1812.570923,1911.560303,1867.8805909999999]
["2014-04-14T11:00:12.405",2484,1527.6295170000001,1543.3992920000001,1384.8388669999999,1426.9357910000001,1497.793823,1411.886841,1440.126831,1615.134644,1580.380981,1663.484009,1693.4410399999999,1742.775269,1791.985107,1824.701294,1853.315918,1911.247314,1917.3828129999999,1923.506836,1863.6014399999999,1960.3004149999999,1915.2077635999999]
["2014-04-14T12:00:12.410",2485,1488.4171140000001,1538.267212,1337.9807129999999,1433.7735600000001,1484.9263920000001,1394.442505,1403.2254640000001,1587.0804439999999,1550.8051760000001,1629.609741,1660.7158199999999,1709.8242190000001,1769.7646480000001,1806.6014399999999,1836.1649170000001,1897.275879,1908.9407960000001,1918.8767089999999,1857.2104489999999,1960.797241,1908.6202148]
["2014-04-14T21:00:12.455",2494,1966.5876459999999,1593.361572,2038.288818,1616.4282229999999,1576.7687989999999,1488.716064,1441.5032960000001,1531.1854249999999,1471.522461,1502.821899,1521.5401609999999,1561.7578129999999,1599.1719969999999,1596.743774,1612.902466,1652.466797,1653.00647,1620.768677,1592.810913,1687.7495120000001,1641.3604738000001]
["2014-04-15T05:00:12.495",2502,1036.518677,1551.801514,1244.116943,1059.914673,1290.597168,1150.983643,1093.0988769999999,1355.1400149999999,1271.016846,1336.1331789999999,1376.79126,1424.068481,1478.457764,1514.394043,1561.570557,1656.947144,1676.2414550000001,1671.549561,1634.867432,1717.454712,1671.4120608000001]
["2014-04-15T11:00:12.525",2508,1468.8950199999999,1737.984375,1584.6022949999999,1664.8339840000001,1648.5513920000001,1548.033813,1583.012817,1635.349487,1594.5273440000001,1599.814453,1565.0952150000001,1598.3226320000001,1612.8507079999999,1603.1748050000001,1615.184814,1655.0157469999999,1660.827393,1640.732544,1592.2410890000001,1685.8920900000001,1646.9417725999999]
["2014-04-15T22:00:12.580",2519,1397.989746,1957.0245359999999,1579.776245,2079.506836,1821.612427,1713.5920410000001,1663.3120120000001,1722.9014890000001,1684.9208980000001,1731.5192870000001,1757.158081,1794.168457,1804.9666749999999,1805.1713870000001,1813.333862,1829.35437,1778.3797609999999,1713.6313479999999,1659.0998540000001,1727.2524410000001,1741.5435548]
["2014-04-16T04:00:12.610",2525,995.72991939999997,1938.505249,1376.6629640000001,1317.028442,1512.1412350000001,1358.666138,1298.923462,1564.594116,1438.4545900000001,1539.4094239999999,1604.850952,1671.9205320000001,1725.913818,1752.0394289999999,1730.8645019999999,1763.989624,1761.9476320000001,1732.0607910000001,1672.0413820000001,1764.349976,1738.8778809999999]
["2014-04-16T15:00:12.665",2536,1956.071899,2059.6906739999999,2371.0688479999999,2526.6667480000001,2097.4809570000002,2135.5871579999998,2083.9873050000001,2188.59375,2057.0830080000001,2132.5356449999999,2095.1557619999999,2108.2822270000001,2072.7416990000002,2114.4760740000002,2074.897461,2060.2316890000002,2033.0101320000001,1968.8548579999999,1877.2807620000001,1957.2574460000001,1979.3269774]
["2014-04-16T18:00:12.680",2539,1722.7882079999999,2056.7446289999998,2182.189453,2136.679932,2026.520996,2068.3405760000001,2160.9428710000002,2266.7951659999999,2127.8420409999999,2184.7150879999999,2157.3664549999999,2137.8278810000002,2048.1040039999998,2100.02124,2064.9660640000002,2087.3391109999998,2030.1682129999999,2003.740967,1930.0854489999999,2008.443726,2011.9554931999999]
["2014-04-17T00:00:12.710",2545,1481.0169679999999,1987.992798,1799.0527340000001,2621.025635,2070.7116700000001,2047.871216,1981.3668210000001,2008.7788089999999,2010.4277340000001,2051.0334469999998,2089.4914549999999,2111.1423340000001,2124.4272460000002,2126.3752439999998,2112.641846,2132.2866210000002,2083.8271479999999,2054.0437010000001,2036.690063,2101.0610350000002,2081.5817136000001]
["2014-04-17T08:00:12.750",2553,1971.7353519999999,2192.4721679999998,2227.9758299999999,2482.2314449999999,2134.7094729999999,2119.548828,2054.0986330000001,2106.5952149999998,1988.9573969999999,1978.8594969999999,1957.1180420000001,1930.298096,1851.7595209999999,1864.917236,1859.016357,1923.772217,1909.5351559999999,1922.5474850000001,1876.767822,1959.0708010000001,1918.3386962]
["2014-04-17T17:00:12.795",2562,1842.577759,2343.7453609999998,2215.0039059999999,2623.844482,2278.2380370000001,2315.4626459999999,2296.570068,2377.1376949999999,2242.4384770000001,2303.6459960000002,2297.8107909999999,2262.5446780000002,2169.9155270000001,2247.8588869999999,2218.21875,2260.2470699999999,2229.921143,2237.2551269999999,2168.6430660000001,2259.4865719999998,2231.1105956000001]
["2014-04-18T05:00:12.855",2574,1665.244995,2264.4643550000001,2013.9366460000001,2173.3959960000002,2037.3264160000001,1991.2601320000001,1935.477173,2062.2390140000002,1919.475586,1930.2170410000001,1939.044922,1922.4643550000001,1907.921509,1963.3271480000001,1950.0889890000001,2007.380371,2005.2504879999999,1998.9879149999999,1926.8286129999999,2036.443115,1994.9781003999997]
["2014-04-18T10:00:12.880",2579,2389.5656739999999,2178.9047850000002,2359.2670899999998,2615.0903320000002,2219.6135250000002,2248.0842290000001,2258.813721,2346.4997560000002,2266.1379390000002,2355.5207519999999,2337.9738769999999,2334.3459469999998,2258.7697750000002,2312.5297850000002,2273.85376,2279.8400879999999,2226.5251459999999,2162.3315429999998,2108.5107419999999,2153.7314449999999,2186.1877927999999]
["2014-04-18T15:00:12.905",2584,2523.8186040000001,2005.6397710000001,2537.9897460000002,2810.2685550000001,2265.2282709999999,2376.1054690000001,2304.86499,2386.9655760000001,2269.4235840000001,2352.713135,2359.5844729999999,2360.9018550000001,2311.758789,2428.2788089999999,2384.2067870000001,2400.0490719999998,2369.9536130000001,2354.1357419999999,2275.8474120000001,2360.8322750000002,2352.1636228000002]
["2014-04-19T03:00:12.965",2596,1131.4788820000001,1467.3264160000001,1292.648193,1304.9351810000001,1450.5045170000001,1421.3355710000001,1527.9277340000001,1836.0830080000001,1827.3360600000001,1913.725952,1958.1098629999999,1962.0325929999999,1979.732422,2050.8151859999998,2038.7711179999999,2091.4702149999998,2098.2741700000001,2086.5820309999999,2015.0844729999999,2118.8867190000001,2082.0595215999997]
["2014-04-19T05:00:12.975",2598,1383.756836,1464.6777340000001,1385.4145510000001,1366.9521480000001,1477.529663,1440.369629,1388.4648440000001,1676.0009769999999,1596.0195309999999,1700.1362300000001,1809.590942,1869.296875,1903.686768,1990.0855710000001,1972.5998540000001,2022.3718260000001,2019.3519289999999,2018.067505,1953.157837,2053.4509280000002,2013.2800049999998]
["2014-04-19T12:00:13.010",2605,1590.275635,1418.3156739999999,1372.854126,1454.099976,1507.92749,1473.496948,1511.546143,1726.6982419999999,1711.438721,1818.25647,1861.2669679999999,1908.2657469999999,1953.6910399999999,2022.928467,2031.150269,2095.5854490000002,2110.7041020000001,2113.908203,2067.4658199999999,2144.599365,2106.4525877999999]
["2014-04-20T02:00:13.080",2619,902.94952390000003,1335.615845,925.49554439999997,861.54254149999997,1156.5960689999999,1004.24231,974.7302856,1202.237183,1185.5645750000001,1234.253418,1285.9722899999999,1352.0501710000001,1468.224731,1483.189087,1522.4605710000001,1591.68335,1643.3948969999999,1638.5886230000001,1595.8790280000001,1723.3244629999999,1638.5740722000003]
["2014-04-20T05:00:13.095",2622,1123.682495,1363.411255,1061.4652100000001,950.89404300000001,1185.0626219999999,1033.5900879999999,956.80273439999996,1198.6892089999999,1122.777466,1162.3538820000001,1184.8245850000001,1236.2889399999999,1291.8564449999999,1311.9410399999999,1342.4384769999999,1430.1365969999999,1482.1362300000001,1484.5067140000001,1448.8604740000001,1570.2414550000001,1483.1762940000001]
["2014-04-20T16:00:13.150",2633,1301.237793,1332.0660399999999,1187.3596190000001,1323.663452,1345.3432620000001,1268.869751,1229.2811280000001,1436.9620359999999,1346.3507079999999,1420.281616,1417.3012699999999,1461.5604249999999,1476.792236,1495.26062,1513.515259,1556.5198969999999,1571.321899,1553.1126710000001,1486.87915,1599.6123050000001,1553.4891843999999]
["2014-04-20T22:00:13.180",2639,1178.4077150000001,1334.3192140000001,1119.5157469999999,1256.9517820000001,1338.688232,1237.491211,1229.2438959999999,1345.652466,1323.3352050000001,1328.0167240000001,1333.935303,1379.460693,1457.5058590000001,1448.2491460000001,1499.2558590000001,1548.6914059999999,1551.9213870000001,1515.996582,1498.7773440000001,1577.947388,1538.6668214000001]
["2014-04-21T07:00:13.225",2648,1166.0373540000001,1451.0501710000001,1109.3035890000001,1071.9726559999999,1265.244629,1129.885254,1092.5085449999999,1307.5141599999999,1235.882568,1281.9011230000001,1275.953491,1321.422241,1318.4113769999999,1310.762939,1337.5751949999999,1387.8367920000001,1409.708862,1373.9986570000001,1334.7226559999999,1413.368164,1383.9270261999998]
["2014-04-21T15:00:13.265",2656,1298.9449460000001,1721.2078859999999,1292.6479489999999,1281.955322,1434.2514650000001,1281.8957519999999,1244.607788,1422.9049070000001,1334.360107,1392.220703,1392.366577,1448.1392820000001,1488.1625979999999,1498.2110600000001,1522.2382809999999,1559.4525149999999,1585.790039,1569.87915,1498.2219239999999,1598.2679439999999,1562.3223144000001]
["2014-04-22T00:00:13.310",2665,1097.5577390000001,1899.045288,1265.2260739999999,1594.21875,1650.2977289999999,1521.4808350000001,1536.9532469999999,1616.5732419999999,1545.310547,1594.6788329999999,1594.281616,1630.065552,1640.5078129999999,1589.4542240000001,1578.3891599999999,1557.3198239999999,1557.247437,1494.0588379999999,1447.445923,1542.1845699999999,1519.6513184]
["2014-04-22T05:00:13.335",2670,1400.7763669999999,2022.114624,1619.1621090000001,1398.0523679999999,1537.8093260000001,1359.045044,1294.0726320000001,1499.584595,1372.997803,1418.2479249999999,1426.865112,1460.2711179999999,1508.1198730000001,1512.8051760000001,1538.8386230000001,1581.356689,1578.656982,1528.055298,1471.384888,1564.1408690000001,1544.7189452]
["2014-04-22T09:00:13.355",2674,1836.166504,2134.7846679999998,1920.3332519999999,2109.2067870000001,1919.880371,1810.96875,1833.2677000000001,1849.7294919999999,1769.7833250000001,1756.597168,1694.315063,1689.056519,1645.315552,1602.1218260000001,1610.718018,1642.7113039999999,1616.884399,1573.3176269999999,1523.486938,1599.4187010000001,1591.1637937999999]
["2014-04-22T22:00:13.420",2687,1860.8029790000001,2244.841797,1957.8314210000001,2325.232422,2113.335693,2064.9792480000001,2115.5886230000001,2107.3688959999999,2060.4589839999999,2068.0690920000002,2067.3903810000002,2076.0834960000002,2065.8408199999999,2076.8320309999999,2078.3310550000001,2101.0151369999999,2019.11853,1961.5745850000001,1913.641846,1969.4498289999999,1992.9599854000001]
["2014-04-23T02:00:13.440",2691,1184.057861,2173.8969729999999,1712.0657960000001,1798.187134,1880.6804199999999,1791.9027100000001,1846.1331789999999,1956.239746,1882.40625,1912.209717,1938.7531739999999,1956.7607419999999,2016.785034,2039.304932,2036.9716800000001,2054.5874020000001,2025.748779,1969.8048100000001,1897.9710689999999,1981.717163,1985.9658446000001]
["2014-04-23T12:00:13.490",2701,2018.0187989999999,2374.5786130000001,2225.7939449999999,2464.710693,2173.795654,2140.0922850000002,2143.6896969999998,2245.9738769999999,2166.3166500000002,2261.630615,2251.6850589999999,2264.1059570000002,2240.9406739999999,2292.2077640000002,2270.38501,2269.671875,2232.1840820000002,2173.5410160000001,2093.141846,2151.2875979999999,2183.9652833999999]
["2014-04-23T19:00:13.525",2708,1894.6933590000001,2429.4870609999998,2166.7033689999998,2347.3388669999999,2172.6518550000001,2118.0913089999999,2171.0590820000002,2276.1015630000002,2185.1403810000002,2260.857422,2284.1772460000002,2270.9624020000001,2191.2353520000001,2260.4284670000002,2225.4167480000001,2283.2504880000001,2211.3471679999998,2211.2617190000001,2172.2722170000002,2239.4113769999999,2223.5085938000002]
["2014-04-24T02:00:13.560",2715,1236.253052,2361.360596,1810.151245,2059.5039059999999,2028.6834719999999,1945.3663329999999,1985.3989260000001,2095.329346,2014.034058,2072.655518,2093.748779,2093.6042480000001,2102.0034179999998,2126.1899410000001,2103.718018,2121.4445799999999,2100.4389649999998,2071.6965329999998,2013.0842290000001,2116.2297359999998,2084.5788085999998]
["2014-04-24T12:00:13.610",2725,2312.8149410000001,2644.0852049999999,2469.4335940000001,2719.7502439999998,2405.7766109999998,2382.8264159999999,2379.5922850000002,2401.078125,2289.0021969999998,2351.469971,2333.7060550000001,2331.6848140000002,2296.5866700000001,2364.9555660000001,2330.5708009999998,2342.2241210000002,2299.8032229999999,2253.0014649999998,2186.459961,2257.1403810000002,2267.7258302]
["2014-04-24T16:00:13.630",2729,2279.6535640000002,2668.3242190000001,2516.0419919999999,2887.8833009999998,2455.1989749999998,2467.188232,2431.539307,2505.0676269999999,2357.1584469999998,2423.8752439999998,2407.8779300000001,2389.9440920000002,2303.46875,2407.7873540000001,2349.5039059999999,2365.1977539999998,2308.7651369999999,2284.5939939999998,2218.8867190000001,2306.5878910000001,2296.8062989999999]
["2014-04-24T21:00:13.655",2734,2500.82251,2729.3400879999999,2627.3820799999999,2833.9057619999999,2454.8239749999998,2415.9279790000001,2379.4714359999998,2386.4169919999999,2289.0961910000001,2333.9145509999998,2362.9885250000002,2366.7426759999998,2330.477539,2414.985107,2377.7485350000002,2401.9975589999999,2314.8808589999999,2280.2934570000002,2259.6311040000001,2314.892578,2314.3391113999996]
["2014-04-25T09:00:13.715",2746,2507.279297,2759.19751,2659.3100589999999,2945.4245609999998,2538.60376,2536.0129390000002,2524.0278320000002,2558.8203130000002,2458.022461,2505.443115,2493.306885,2451.272461,2336.1159670000002,2413.0766600000002,2355.9858399999998,2368.1000979999999,2324.344971,2297.2932129999999,2251.3952640000002,2301.3764649999998,2308.5020021999999]
["2014-04-25T14:00:13.740",2751,2456.2314449999999,2771.716797,2735.8544919999999,2980.3977049999999,2560.500732,2599.7192380000001,2583.6821289999998,2664.1674800000001,2553.727539,2650.6342770000001,2644.5820309999999,2625.2521969999998,2513.4960940000001,2658.849365,2582.5498050000001,2575.9853520000001,2531.0363769999999,2496.3984380000002,2443.7734380000002,2497.0620119999999,2508.8511234000002]
["2014-04-25T23:00:13.785",2760,2166.8330080000001,2661.1779790000001,2717.6042480000001,2795.9067380000001,2526.484375,2517.2717290000001,2557.4663089999999,2508.7160640000002,2466.0090329999998,2473.1088869999999,2502.6984859999998,2478.7272950000001,2421.2563479999999,2521.5151369999999,2478.344482,2508.975586,2450.2377929999998,2434.39624,2433.1479490000002,2481.3798830000001,2461.6274902]
["2014-04-26T07:00:13.825",2768,2200.0339359999998,2636.1821289999998,2403.5590820000002,2536.0026859999998,2346.9121089999999,2336.0888669999999,2348.3059079999998,2484.117432,2374.952393,2431.9208979999999,2453.6484380000002,2409.0722660000001,2295.3562010000001,2392.295654,2344.8659670000002,2382.3378910000001,2358.8835450000001,2360.6740719999998,2332.600586,2386.9182129999999,2364.2828614]
["2014-04-26T13:00:13.855",2774,2515.0070799999999,2659.7094729999999,2733.5263669999999,3083.9396969999998,2584.5898440000001,2642.094482,2620.9174800000001,2654.8459469999998,2567.8098140000002,2641.9875489999999,2644.1967770000001,2634.0534670000002,2536.1489259999998,2678.09375,2600.9714359999998,2598.6430660000001,2560.5405270000001,2539.8078609999998,2509.2460940000001,2560.6762699999999,2553.7827635999997]
["2014-04-27T00:00:13.910",2785,1722.9454350000001,2410.1030270000001,2169.9506839999999,2634.7128910000001,2332.783203,2364.9465329999998,2510.3752439999998,2585.9638669999999,2574.2978520000001,2607.4575199999999,2610.803711,2589.188721,2490.3874510000001,2559.1076659999999,2487.9252929999998,2478.0085450000001,2418.5776369999999,2409.5097660000001,2403.6503910000001,2470.1657709999999,2435.982422]
["2014-04-27T01:00:13.915",2786,1695.010986,2392.2316890000002,2180.6140140000002,2362.7561040000001,2249.4892580000001,2230.4094239999999,2330.5034179999998,2410.6608890000002,2401.6645509999998,2514.2048340000001,2586.2241210000002,2572.0815429999998,2497.8007809999999,2577.6625979999999,2507.0422359999998,2491.7416990000002,2429.217529,2395.6523440000001,2360.1447750000002,2429.0126949999999,2421.1538083999999]
["2014-04-27T12:00:13.970",2797,3155.2814939999998,2302.3254390000002,2737.678711,2940.78125,2462.298096,2571.1381839999999,2623.7448730000001,2672.178711,2611.5698240000002,2674.3488769999999,2637.2866210000002,2598.9760740000002,2472.9963379999999,2604.141846,2515.1340329999998,2514.5551759999998,2481.350586,2449.3933109999998,2410.7465820000002,2460.5820309999999,2463.3255371999999]
["2014-04-27T18:00:14",2803,2825.0334469999998,2205.836914,2690.0004880000001,2783.0695799999999,2350.0063479999999,2478.435547,2480.6137699999999,2597.500732,2475.6376949999999,2583.7802729999999,2628.3828130000002,2621.8237300000001,2494.4392090000001,2665.2082519999999,2584.9616700000001,2593.6271969999998,2531.6789549999999,2533.2241210000002,2512.024414,2565.4108890000002,2547.1931152000002]
["2014-04-28T02:00:14.040",2811,1546.243164,2013.8664550000001,1794.2954099999999,1808.4351810000001,1893.368408,1847.731567,1903.9516599999999,2028.430664,1996.889893,2066.9250489999999,2166.3173830000001,2198.3320309999999,2252.015625,2362.4365229999999,2336.2924800000001,2376.9406739999999,2356.1687010000001,2347.5576169999999,2341.4804690000001,2409.3725589999999,2366.3040040000001]
["2014-04-28T11:00:14.085",2820,2157.2932129999999,2146.6020509999998,2047.7033690000001,2295.3544919999999,2100.3156739999999,2122.8317870000001,2176.5302729999999,2293.1166990000002,2225.3627929999998,2304.548828,2311.5327149999998,2330.533203,2288.4860840000001,2412.5607909999999,2361.8847660000001,2375.1933589999999,2354.2639159999999,2316.1120609999998,2278.3054200000001,2324.3120119999999,2329.6373536000001]
["2014-04-28T16:00:14.110",2825,2115.391846,2279.1254880000001,2156.0356449999999,2321.3376459999999,2129.7006839999999,2119.2392580000001,2121.6328130000002,2265.2746579999998,2154.921875,2243.601318,2284.0354000000002,2279.8635250000002,2232.54126,2380.625,2348.6166990000002,2400.4724120000001,2380.9003910000001,2400.6000979999999,2353.5183109999998,2426.6010740000002,2392.4184572000004]
["2014-04-29T04:00:14.170",2837,1461.4858400000001,2432.4248050000001,1883.8354489999999,1833.313232,1913.92688,1785.957275,1759.559082,1960.2089840000001,1840.0253909999999,1914.06897,1976.5241699999999,1989.3945309999999,1982.6245120000001,2063.178711,2031.1560059999999,2069.6984859999998,2065.360596,2055.5878910000001,2005.9921879999999,2100.6066890000002,2059.4491699999999]
["2014-04-29T09:00:14.195",2842,2219.779297,2570.4770509999998,2389.2883299999999,2620.3908689999998,2395.9067380000001,2371.2561040000001,2445.1628420000002,2378.6159670000002,2308.4577640000002,2298.7622070000002,2273.4624020000001,2241.9404300000001,2136.2248540000001,2173.101807,2129.586914,2152.1853030000002,2118.4409179999998,2099.8508299999999,2063.8156739999999,2119.6281739999999,2110.7841797999999]
["2014-04-29T13:00:14.215",2846,2274.873779,2719.8696289999998,2688.4316410000001,2747.9575199999999,2421.8752439999998,2438.4028320000002,2442.266357,2508.4545899999998,2371.0578609999998,2425.3845209999999,2376.373779,2370.8005370000001,2333.241943,2463.3129880000001,2404.9111330000001,2404.1623540000001,2381.5185550000001,2330.593018,2283.40625,2337.9257809999999,2347.5211915999998]
["2014-04-29T23:00:14.265",2856,2160.861328,2847.7585450000001,2528.4272460000002,2986.8745119999999,2559.4567870000001,2520.2614749999998,2534.4660640000002,2524.8942870000001,2525.1621089999999,2542.4555660000001,2562.4201659999999,2526.985107,2436.9697270000001,2488.6457519999999,2448.1535640000002,2461.3754880000001,2401.507568,2385.939453,2409.194336,2443.5363769999999,2420.3106444]
["2014-04-30T06:00:14.300",2863,1907.1606449999999,2838.7155760000001,2418.8156739999999,2594.6674800000001,2417.4670409999999,2377.1215820000002,2350.874268,2471.3713379999999,2328.8872070000002,2351.508789,2367.4072270000001,2326.8447270000001,2232.1408689999998,2355.7773440000001,2298.5263669999999,2330.2392580000001,2290.375,2265.061279,2222.5551759999998,2274.3618160000001,2276.5185057999997]
["2014-04-30T13:00:14.335",2870,2537.5554200000001,2737.9187010000001,2756.0920409999999,3009.538818,2578.540039,2630.139893,2647.1601559999999,2751.8596189999998,2685.7722170000002,2789.8015140000002,2780.8027339999999,2740.1606449999999,2589.8115229999999,2744.9335940000001,2654.536865,2638.398193,2614.4672850000002,2589.014404,2541.5251459999999,2581.7905270000001,2593.0391109999996]
["2014-04-30T23:00:14.385",2880,2119.2536620000001,2370.4614259999998,2134.248047,3257.3625489999999,2690.538086,2821.3344729999999,2851.2871089999999,2714.8745119999999,2691.9331050000001,2637.3710940000001,2625.9963379999999,2572.1948240000002,2471.4677729999999,2566.0566410000001,2515.6069339999999,2554.3657229999999,2510.9047850000002,2524.8415530000002,2560.453857,2605.647461,2551.2426758000001]
["2014-05-01T03:00:14.405",2884,1462.549072,2209.5974120000001,2001.6251219999999,2185.3908689999998,2095.2583009999998,2098.4555660000001,2091.1303710000002,2239.3005370000001,2146.165039,2238.3120119999999,2332.9172359999998,2367.7192380000001,2376.7695309999999,2534.5668949999999,2472.7924800000001,2483.7917480000001,2443.766846,2408.369385,2362.9045409999999,2432.3952640000002,2426.2455568]
["2014-05-01T16:00:14.470",2897,1843.3156739999999,2515.7875979999999,2290.3654790000001,2487.508057,2280.130615,2286.8718260000001,2300.5397950000001,2462.1945799999999,2335.923828,2434.2626949999999,2454.4499510000001,2433.3251949999999,2352.1127929999998,2513.9497070000002,2459.9167480000001,2501.0976559999999,2477.6777339999999,2489.6069339999999,2457.7216800000001,2530.9423830000001,2491.4092774000001]
["2014-05-02T00:00:14.510",2905,1457.0532229999999,2619.7995609999998,1978.400024,2465.3000489999999,2308.8933109999998,2217.678711,2284.171143,2277.055664,2247.8754880000001,2275.4301759999998,2317.5852049999999,2321.4223630000001,2301.7702640000002,2371.936279,2330.8422850000002,2352.7172850000002,2311.7329100000002,2298.9738769999999,2283.3835450000001,2361.623047,2321.6861328]
["2014-05-02T01:00:14.515",2906,1266.4149170000001,2613.508789,1824.9232179999999,2115.359375,2180.1252439999998,2066.263672,2194.8325199999999,2234.4028320000002,2194.919922,2226.0249020000001,2264.0397950000001,2268.4064939999998,2263.5878910000001,2338.8420409999999,2297.7495119999999,2317.1760250000002,2284.4477539999998,2266.4484859999998,2236.2360840000001,2322.454346,2285.352539]
["2014-05-02T10:00:14.560",2915,2363.6655270000001,2893.5498050000001,2432.1154790000001,2744.5371089999999,2437.7097170000002,2345.7441410000001,2348.6933589999999,2406.225586,2309.5131839999999,2382.2641600000002,2380.7229000000002,2365.1594239999999,2265.094482,2326.6525879999999,2255.4941410000001,2255.9589839999999,2223.695557,2196.1359859999998,2157.7077640000002,2219.6342770000001,2210.6265136000002]
["2014-05-02T18:00:14.600",2923,2344.2773440000001,2987.719482,2632.8327640000002,2631.6708979999999,2556.4953609999998,2581.1694339999999,2802.7673340000001,2917.195557,2774.420654,2822.266357,2751.0820309999999,2670.469971,2458.0998540000001,2598.0708009999998,2498.2856449999999,2503.8571780000002,2421.991943,2409.1591800000001,2375.7546390000002,2428.000732,2427.7527344]
["2014-05-03T00:00:14.630",2929,2049.1899410000001,2874.350586,2270.4877929999998,3003.2602539999998,2598.4267580000001,2574.1145019999999,2621.3588869999999,2620.476807,2585.3686520000001,2583.3623050000001,2591.5170899999998,2561.1604000000002,2465.2773440000001,2531.945068,2458.618164,2446.445068,2385.1567380000001,2373.788086,2381.8554690000001,2439.3298340000001,2405.3150390000001]
["2014-05-03T11:00:14.685",2940,3372.2045899999998,2915.945557,2765.6984859999998,3113.2697750000002,2652.2338869999999,2671.4882809999999,2645.3012699999999,2716.7158199999999,2630.820557,2710.9760740000002,2706.5014649999998,2670.841797,2543.4724120000001,2685.8073730000001,2597.508789,2582.6296390000002,2548.9145509999998,2506.89624,2464.9604490000002,2489.73999,2518.6281738000002]
["2014-05-03T20:00:14.730",2949,3656.2409670000002,2866.2531739999999,2899.547607,3120.7932129999999,2662.7697750000002,2684.5527339999999,2585.0974120000001,2641.4321289999998,2507.4433589999999,2640.7722170000002,2742.4648440000001,2762.8395999999998,2655.6811520000001,2863.6804200000001,2766.274414,2780.5886230000001,2685.148193,2674.4321289999998,2693.1972660000001,2706.7705080000001,2708.0273437999999]
["2014-05-03T23:00:14.745",2952,3157.361328,2699.2209469999998,2922.454346,2967.9379880000001,2624.8166500000002,2646.0466310000002,2699.6118160000001,2657.7558589999999,2632.3632809999999,2646.6701659999999,2688.1066890000002,2647.7458499999998,2529.4677729999999,2634.994385,2571.6499020000001,2605.6994629999999,2549.9545899999998,2570.1687010000001,2608.9833979999999,2645.3596189999998,2596.0331541999999]
["2014-05-04T13:00:14.815",2966,3342.0302729999999,2602.0341800000001,2606.263672,2874.9721679999998,2509.7209469999998,2565.8378910000001,2618.4799800000001,2700.360596,2624.1296390000002,2714.9895019999999,2699.5891109999998,2674.4951169999999,2557.1689449999999,2714.0920409999999,2628.0554200000001,2626.1083979999999,2595.3588869999999,2565.7866210000002,2533.8198240000002,2582.9504390000002,2580.8048337999999]
["2014-05-04T20:00:14.850",2973,3639.8164059999999,2576.9191890000002,3148.0363769999999,3329.3244629999999,2591.5839839999999,2630.0153810000002,2461.0515140000002,2514.2929690000001,2397.3510740000002,2507.5629880000001,2600.1420899999998,2604.2690429999998,2504.5874020000001,2669.054932,2591.6982419999999,2622.3010250000002,2534.7358399999998,2539.7822270000001,2545.7697750000002,2593.54126,2567.2260254000003]
["2014-05-04T22:00:14.860",2975,2386.430664,2491.6545409999999,2352.397461,3118.2312010000001,2657.4350589999999,2750.0429690000001,2832.0588379999999,2699.345703,2660.2143550000001,2585.311768,2561.0439449999999,2503.6640630000002,2410.35376,2543.9760740000002,2504.8623050000001,2568.0786130000001,2494.2299800000001,2496.3249510000001,2514.8508299999999,2559.9521479999999,2526.6873043999999]
["2014-05-05T10:00:14.920",2987,2470.8630370000001,2507.0715329999998,2280.5205080000001,2518.8823240000002,2261.657471,2213.7370609999998,2242.2795409999999,2361.383057,2304.5407709999999,2377.826904,2400.5981449999999,2385.1547850000002,2293.2551269999999,2401.6545409999999,2340.6450199999999,2369.1171880000002,2340.6708979999999,2324.015625,2294.3901369999999,2342.474365,2334.1336426000003]
["2014-05-05T15:00:14.945",2992,2144.3969729999999,2541.3076169999999,2277.693115,2467.849365,2278.4907229999999,2269.0378420000002,2276.673828,2437.280029,2316.367432,2425.4023440000001,2443.844482,2438.538818,2380.6022950000001,2536.1765140000002,2478.0397950000001,2494.8447270000001,2484.2749020000001,2482.186768,2446.3549800000001,2508.9479980000001,2483.3218750000001]
["2014-05-05T20:00:14.970",2997,2547.203125,2712.0083009999998,2698.6665039999998,2740.382568,2395.0878910000001,2338.508789,2357.7072750000002,2462.6525879999999,2369.4079590000001,2442.9653320000002,2478.1125489999999,2455.8640140000002,2334.522461,2476.0817870000001,2409.8107909999999,2455.9816890000002,2380.7495119999999,2396.7272950000001,2396.569336,2446.7004390000002,2415.3456542000004]
["2014-05-06T08:00:15.030",3009,1910.6789550000001,2728.0107419999999,2394.8984380000002,2485.0502929999998,2314.9396969999998,2226.1140140000002,2244.6767580000001,2279.1826169999999,2172.546875,2135.0366210000002,2125.0520019999999,2074.1892090000001,2000.8817140000001,2080.7060550000001,2066.6967770000001,2144.040039,2131.0302729999999,2141.7124020000001,2112.8952640000002,2173.0847170000002,2140.5525389999998]
["2014-05-06T17:00:15.075",3018,1680.6635739999999,2898.0827640000002,2385.592529,3418.22876,2780.2143550000001,2931.82251,2855.09375,2930.0554200000001,2707.188721,2786.3969729999999,2739.6367190000001,2691.3093260000001,2498.579346,2669.8178710000002,2551.080078,2531.5510250000002,2470.2143550000001,2446.6301269999999,2386.9670409999999,2450.5900879999999,2457.1905272000004]
["2014-05-07T01:00:15.115",3026,1402.383423,2600.1044919999999,1986.411987,2268.0649410000001,2260.3959960000002,2177.3486330000001,2355.463135,2441.766357,2483.2104490000002,2594.2272950000001,2672.8715820000002,2667.4628910000001,2587.2385250000002,2643.1713869999999,2548.055664,2511.6916500000002,2433.5747070000002,2397.8747560000002,2394.8723140000002,2451.3229980000001,2437.8672850000003]
["2014-05-07T07:00:15.145",3032,1598.9049070000001,2711.7780760000001,2205.3203130000002,2342.0478520000001,2319.5009770000001,2286.2272950000001,2317.8950199999999,2452.7885740000002,2306.5581050000001,2297.8833009999998,2304.8808589999999,2240.2348630000001,2140.669922,2222.6203609999998,2178.3859859999998,2218.1779790000001,2199.4460450000001,2210.8999020000001,2176.349365,2243.6796880000002,2209.7105958000002]
["2014-05-07T10:00:15.160",3035,2766.8920899999998,2758.1701659999999,2643.513672,2984.1838379999999,2558.3752439999998,2555.735596,2523.0151369999999,2594.5263669999999,2510.2309570000002,2603.766846,2620.9353030000002,2601.2160640000002,2470.0986330000001,2578.1906739999999,2476.4638669999999,2450.217529,2404.0646969999998,2354.748047,2316.7753910000001,2344.5585940000001,2374.0728515999999]
["2014-05-07T21:00:15.215",3046,3105.1977539999998,2676.6401369999999,3015.7563479999999,2983.7001949999999,2578.4311520000001,2592.024414,2564.4963379999999,2536.171143,2441.2827149999998,2495.5766600000002,2585.483154,2611.4487300000001,2556.0717770000001,2752.0585940000001,2692.998047,2745.724365,2636.594482,2647.1875,2691.8081050000001,2700.6621089999999,2684.3953121999998]
["2014-05-08T03:00:15.245",3052,1322.903687,2545.8454590000001,1812.3392329999999,1967.4205320000001,2045.3842770000001,1904.6400149999999,1902.27124,2039.6420900000001,1978.83313,2023.815186,2110.0329590000001,2128.9948730000001,2195.1220699999999,2317.7751459999999,2287.4643550000001,2327.54126,2323.086182,2312.7333979999999,2279.4201659999999,2369.298096,2322.4158204]
["2014-05-08T11:00:15.285",3060,2596.0190429999998,2676.7866210000002,2914.0266109999998,3089.577393,2522.6157229999999,2537.7614749999998,2484.8156739999999,2556.3015140000002,2469.638672,2565.680664,2551.4670409999999,2542.1704100000002,2453.0795899999998,2558.9284670000002,2484.3129880000001,2472.4301759999998,2443.336182,2390.0808109999998,2353.7548830000001,2392.7126459999999,2410.4629396]
["2014-05-08T20:00:15.330",3069,2859.5939939999998,2747.435547,3157.4624020000001,3114.977539,2520.6857909999999,2529.5146479999999,2393.5043949999999,2516.3129880000001,2364.9252929999998,2500.890625,2592.8195799999999,2619.8186040000001,2527.3774410000001,2719.1704100000002,2636.8139649999998,2672.54126,2551.724365,2545.1022950000001,2576.5209960000002,2606.4936520000001,2590.4765136000001]
["2014-05-09T04:00:15.370",3077,1556.2801509999999,2508.3969729999999,2014.8354489999999,2019.194336,2060.4909670000002,1984.4968260000001,1936.8206789999999,2164.0651859999998,2049.65625,2146.07251,2238.7441410000001,2258.6311040000001,2245.8718260000001,2368.0251459999999,2311.0720209999999,2325.4907229999999,2304.5207519999999,2260.6911620000001,2205.4411620000001,2285.0349120000001,2276.2357422]
["2014-05-09T13:00:15.415",3086,2435.1459960000002,2596.1921390000002,2437.036865,2659.6345209999999,2391.3054200000001,2406.8610840000001,2445.0551759999998,2567.7045899999998,2515.904297,2634.766846,2646.9365229999999,2654.5559079999998,2580.795654,2784.5664059999999,2707.4746089999999,2711.6311040000001,2692.8630370000001,2649.7460940000001,2619.031982,2641.9445799999999,2663.0433593999996]
["2014-05-09T14:00:15.420",3087,2532.314453,2590.5739749999998,2737.9536130000001,2693.4724120000001,2394.4279790000001,2415.3972170000002,2418.3405760000001,2559.624268,2491.2075199999999,2604.9279790000001,2619.8247070000002,2619.9023440000001,2553.3903810000002,2761.6748050000001,2699.7453609999998,2709.2192380000001,2699.8078609999998,2677.3054200000001,2649.131836,2684.0778810000002,2683.9084472000004]
["2014-05-10T03:00:15.485",3100,1256.0317379999999,2407.2761230000001,1700.8961179999999,2016.384888,2040.923462,1968.689697,2068.060547,2239.9736330000001,2204.3322750000002,2271.3327640000002,2317.9133299999999,2301.045654,2287.0803219999998,2396.547607,2349.6645509999998,2366.4685060000002,2359.7414549999999,2330.8896479999999,2278.0139159999999,2356.1367190000001,2338.2500488000001]
["2014-05-10T07:00:15.505",3104,1860.1354980000001,2528.1125489999999,2146.454346,2327.8852539999998,2193.9406739999999,2126.5473630000001,2053.803711,2182.8820799999999,2049.4516600000002,2079.8146969999998,2153.7521969999998,2138.5517580000001,2092.1926269999999,2206.5273440000001,2187.7226559999999,2261.5827640000002,2249.5039059999999,2264.3393550000001,2236.2734380000002,2291.6228030000002,2260.6644532]
["2014-05-10T17:00:15.555",3114,1960.118408,2556.7919919999999,2532.0883789999998,2886.0131839999999,2604.6347660000001,2776.7143550000001,2875.3071289999998,2905.71875,2729.1857909999999,2775.508789,2721.1362300000001,2659.84375,2465.9914549999999,2631.0402829999998,2522.9868160000001,2522.7963869999999,2475.5395509999998,2476.0354000000002,2433.0239259999998,2506.429443,2482.7649413999998]
["2014-05-11T00:00:15.590",3121,1807.524414,2527.735596,2287.9223630000001,2597.6875,2454.4267580000001,2463.1271969999998,2625.5483399999998,2550.0058589999999,2553.3046880000002,2586.5395509999998,2638.0656739999999,2648.4140630000002,2578.203125,2638.0253910000001,2557.9482419999999,2526.7590329999998,2441.5129390000002,2410.5205080000001,2414.6135250000002,2471.681885,2453.017578]
["2014-05-11T07:00:15.625",3128,2116.3041990000002,2480.0187989999999,2316.9609380000002,2463.4638669999999,2266.07251,2246.3046880000002,2214.4929200000001,2335.9628910000001,2205.6765140000002,2213.008789,2238.6906739999999,2195.056885,2118.0991210000002,2207.078857,2167.306885,2219.8977049999999,2203.258057,2215.1608890000002,2192.8081050000001,2256.7136230000001,2217.5676758]
["2014-05-11T17:00:15.675",3138,2226.0964359999998,2336.8835450000001,2495.2304690000001,2726.1889649999998,2350.8547359999998,2438.9848630000001,2441.2485350000002,2583.5756839999999,2468.859375,2558.530029,2596.0883789999998,2576.2919919999999,2446.2619629999999,2647.9731449999999,2582.1115719999998,2612.8515630000002,2571.579346,2593.2434079999998,2545.9106449999999,2601.475586,2585.0121096000003]
["2014-05-11T21:00:15.695",3142,2655.10376,2363.091797,2620.399414,2788.445068,2379.9023440000001,2406.6342770000001,2449.0729980000001,2483.493164,2434.1347660000001,2492.3852539999998,2544.7089839999999,2542.569336,2463.2770999999998,2618.313721,2559.1599120000001,2613.5676269999999,2521.2236330000001,2533.9221189999998,2569.413818,2587.8208009999998,2565.1895995999998]
["2014-05-12T02:00:15.720",3147,1471.591553,2156.3571780000002,1771.954712,1846.4678960000001,1952.184814,1897.314453,2047.520996,2188.584961,2161.41626,2218.9492190000001,2259.2495119999999,2249.1660160000001,2243.4272460000002,2330.7558589999999,2279.7070309999999,2303.6359859999998,2297.2504880000001,2291.6428219999998,2276.5173340000001,2362.9003910000001,2306.3894042000002]
["2014-05-12T11:00:15.765",3156,1713.163086,2448.726318,1729.773193,1901.8186040000001,1948.674683,1837.9945070000001,1908.919312,2068.3637699999999,2031.731689,2113.8315429999998,2151.8803710000002,2173.4907229999999,2181.8208009999998,2261.6835940000001,2248.21875,2286.7165530000002,2281.6811520000001,2271.5200199999999,2242.3979490000002,2294.193115,2275.3017578000004]
["2014-05-12T19:00:15.805",3164,2596.211914,3604.0808109999998,2880.8725589999999,2699.0517580000001,2434.6381839999999,2192.8198240000002,2201.7155760000001,2429.1245119999999,2304.8820799999999,2418.3952640000002,2391.7966310000002,2336.8195799999999,2184.7534179999998,2285.4123540000001,2216.4343260000001,2260.9641109999998,2206.0854490000002,2219.6303710000002,2210.335693,2280.263672,2235.4558592000003]
["2014-05-13T04:00:15.850",3173,1346.3204350000001,3638.3598630000001,2089.525635,1927.2202150000001,2270.6166990000002,1964.740356,2023.61853,2232.0656739999999,2070.6213379999999,2165.4665530000002,2243.5581050000001,2257.0952149999998,2188.9020999999998,2256.3017580000001,2175.4746089999999,2187.6923830000001,2148.8776859999998,2135.2114259999998,2089.765625,2180.5046390000002,2148.4103518000002]
["2014-05-13T12:00:15.890",3181,2804.2631839999999,4447.3793949999999,3512.4553219999998,3599.6362300000001,3097.1079100000002,2877.6035160000001,2746.0490719999998,2761.8151859999998,2607.7841800000001,2634.655029,2575.9677729999999,2523.9323730000001,2420.3151859999998,2510.079346,2428.5593260000001,2407.51001,2372.5031739999999,2305.3156739999999,2254.0715329999998,2299.5910640000002,2327.7982910000001]
["2014-05-13T18:00:15.920",3187,3036.9353030000002,4552.6889650000003,4294.7456050000001,3122.9064939999998,3637.983154,3869.7910160000001,4265.5102539999998,4261.9750979999999,3953.8129880000001,4363.3251950000003,4313.2016599999997,4191.7836909999996,3455.407471,3569.2365719999998,3138.4682619999999,2893.0756839999999,2722.8249510000001,2616.4372560000002,2543.9575199999999,2563.6840820000002,2667.9958985999997]
["2014-05-14T05:00:15.975",3198,1599.205933,4024.6342770000001,2683.9487300000001,2620.244385,2751.0798340000001,2502.123047,2330.125732,2561.8759770000001,2473.6125489999999,2509.3454590000001,2710.3020019999999,2723.8967290000001,2635.2614749999998,2796.8405760000001,2768.3879390000002,2798.2822270000001,2710.2543949999999,2778.2382809999999,2870.3413089999999,2896.7658689999998,2810.7764161999999]
["2014-05-14T08:00:15.990",3201,2369.9521479999999,4172.9477539999998,3292.3735350000002,3645.8122560000002,3312.5266109999998,3291.3908689999998,3168.4348140000002,3152.8022460000002,3053.4179690000001,2872.0334469999998,2884.5466310000002,2687.4077149999998,2551.2465820000002,2659.8303219999998,2611.8103030000002,2685.2890630000002,2657.6782229999999,2708.516357,2736.3710940000001,2733.5766600000002,2704.2862794000002]
["2014-05-14T14:00:16.020",3207,5951.1254879999997,4175.7021480000003,7151.1865230000003,8053.0834960000002,4680.8046880000002,5659.5048829999996,4168.5400390000004,4425.2255859999996,4211.6640630000002,4367.0732420000004,4236.1909180000002,4065.2858890000002,3631.2365719999998,4059.6396479999999,3741.6166990000002,3502.076904,3520.9396969999998,3333.7080080000001,3293.4245609999998,3232.4343260000001,3376.5166991999999]
["2014-05-14T22:00:16.060",3215,4341.6733400000003,3019.7016600000002,5376.2036129999997,6153.6450199999999,4765.1865230000003,6151.0385740000002,6060.6137699999999,5524.107422,6009.7851559999999,5145.1088870000003,4748.78125,4648.5864259999998,3907.0571289999998,4385.8286129999997,4230.0561520000001,4076.6281739999999,3907.303711,3898.4414059999999,4228.1918949999999,4046.6179200000001,4031.4366212]
["2014-05-15T07:00:16.105",3224,2676.5112300000001,2774.39624,2750.0278320000002,2999.0073240000002,2665.709961,2677.1623540000001,2594.226318,2630.6918949999999,2438.0878910000001,2312.1135250000002,2295.3527829999998,2134.5090329999998,2052.1276859999998,2043.1992190000001,2019.6092530000001,2140.1203609999998,2154.4436040000001,2323.9794919999999,2302.0029300000001,2413.9372560000002,2266.8967285999997]
["2014-05-15T15:00:16.145",3232,2708.1477049999999,2576.116943,3125.0756839999999,3372.0239259999998,2867.1166990000002,3508.6123050000001,3293.8579100000002,3771.6110840000001,3549.6489259999998,3879.161865,3889.8732909999999,3830.063721,3520.6296390000002,4170.7436520000001,3947.0297850000002,3818.0727539999998,3905.57251,3777.1096189999998,3744.470703,3717.7995609999998,3792.6050294000001]
["2014-05-16T00:00:16.190",3241,1616.6610109999999,2499.3142090000001,1867.9133300000001,1958.5823969999999,2068.826172,1750.639893,1896.6304929999999,1785.9132079999999,2038.6214600000001,1972.7725829999999,2187.125,2241.139404,2663.44751,2909.6293949999999,2999.3229980000001,3137.389404,3111.599365,3145.3271479999999,3515.834961,3479.044922,3277.8391600000004]
["2014-05-16T09:00:16.235",3250,2375.9958499999998,2735.4997560000002,2391.7077640000002,2648.4501949999999,2374.8701169999999,2376.3566890000002,2406.610596,2621.7790530000002,2467.016846,2656.2246089999999,2641.5490719999998,2638.2092290000001,2479.7236330000001,2568.7954100000002,2426.5871579999998,2332.3979490000002,2365.0883789999998,2172.482422,2133.7048340000001,2081.2851559999999,2216.9917479999999]
["2014-05-16T14:00:16.260",3255,2549.4838869999999,2741.344971,2433.4030760000001,2739.9802249999998,2413.4348140000002,2449.1528320000002,2454.3920899999998,2657.326904,2522.5803219999998,2682.3532709999999,2726.3715820000002,2734.2353520000001,2645.6391600000002,2982.3203130000002,2927.9487300000001,2992.4516600000002,3049.4177249999998,3117.844971,3034.0783689999998,3121.0017090000001,3062.9588868000001]
["2014-05-17T02:00:16.320",3267,2576.3891600000002,2744.9753420000002,3036.9472660000001,2293.0290530000002,2473.288818,2434.4414059999999,2558.3696289999998,2368.9057619999999,2283.9748540000001,2121.548828,2111.8098140000002,2054.904297,1940.6733400000001,1951.815186,1802.6148679999999,1730.9997559999999,1761.373169,1718.942139,1574.607422,1782.0863039999999,1713.601758]
["2014-05-17T04:00:16.330",3269,2037.61438,2706.797607,2336.892578,2773.8911130000001,2569.0695799999999,2562.2697750000002,2509.4111330000001,2459.3654790000001,2352.8391109999998,2337.9343260000001,2378.3532709999999,2319.1547850000002,2020.354736,2014.144409,1835.5855710000001,1735.47522,1723.2170410000001,1633.8951420000001,1463.857422,1597.80603,1630.850171]
["2014-05-17T11:00:16.365",3276,2421.7041020000001,2720.2319339999999,2446.6320799999999,2692.2624510000001,2418.835693,2422.0671390000002,2472.6218260000001,2656.8728030000002,2585.4182129999999,2749.5876459999999,2777.9157709999999,2759.7929690000001,2684.0754390000002,2857.9255370000001,2795.592529,2810.0498050000001,2853.8957519999999,2832.8222660000001,2834.5354000000002,2821.9560550000001,2830.6518556000001]
["2014-05-17T18:00:16.400",3283,2241.58374,2911.579346,2460.3945309999999,2637.5297850000002,2438.7558589999999,2378.1872560000002,2420.241943,2541.570557,2461.0844729999999,2535.4558109999998,2591.7451169999999,2558.7070309999999,2429.2919919999999,2662.3317870000001,2611.9750979999999,2731.0097660000001,2615.9628910000001,2708.4260250000002,2887.9672850000002,2816.5371089999999,2751.9806152000006]
["2014-05-18T04:00:16.450",3293,1532.4798579999999,2850.859375,1886.2269289999999,1880.6365969999999,2193.6347660000001,2094.0373540000001,2336.4572750000002,2598.6215820000002,2552.0009770000001,2794.8645019999999,2863.0251459999999,2808.8471679999998,2511.8964839999999,2582.57251,2394.5266109999998,2316.205078,2288.938232,2205.484375,2130.8752439999998,2173.7780760000001,2223.0562009999999]
["2014-05-18T15:00:16.505",3304,3897.3876949999999,3087.8203130000002,3361.5561520000001,2909.0710450000001,2706.0834960000002,2698.2226559999999,2752.154297,2700.3325199999999,2579.5778810000002,2577.2319339999999,2546.749268,2532.5239259999998,2451.068115,2635.9145509999998,2546.5512699999999,2582.5197750000002,2536.9890140000002,2567.4240719999998,2570.3640140000002,2635.5021969999998,2578.5598144000001]
["2014-05-18T21:00:16.535",3310,4976.1821289999998,3246.8635250000002,4203.0405270000001,4924.171875,3421.5451659999999,3667.9365229999999,3172.758789,3016.3317870000001,2731.6848140000002,2748.2463379999999,2761.9782709999999,2776.366211,2635.6203609999998,2769.8081050000001,2620.5139159999999,2545.7670899999998,2443.4636230000001,2392.6713869999999,2353.9753420000002,2425.7407229999999,2432.323633]
["2014-05-19T05:00:16.575",3318,1760.4057620000001,2982.4895019999999,1924.7429199999999,2877.8129880000001,2376.438721,2239.6027829999998,1955.416138,2197.8486330000001,2111.0590820000002,2197.1384280000002,2345.8710940000001,2355.7883299999999,2378.835693,2524.1994629999999,2532.33374,2595.9340820000002,2567.1457519999999,2589.3244629999999,2678.0344239999999,2685.2683109999998,2623.1414064000001]
["2014-05-19T14:00:16.620",3327,3296.07251,2982.3413089999999,2883.5913089999999,3093.0195309999999,2713.922607,2808.1130370000001,2773.9309079999998,2882.3977049999999,2760.2021479999999,2867.9365229999999,2832.6691890000002,2795.8857419999999,2669.1491700000001,2796.8156739999999,2680.928711,2601.5620119999999,2580.9333499999998,2530.5622560000002,2488.4692380000001,2552.3488769999999,2550.7751466]
["2014-05-19T15:00:16.625",3328,3312.211182,2983.9409179999998,2950.633057,3202.023193,2734.3237300000001,2863.967529,2787.9504390000002,2937.1518550000001,2781.2666020000001,2899.7924800000001,2860.2429200000001,2809.3325199999999,2682.6672359999998,2846.9423830000001,2735.3271479999999,2666.7902829999998,2646.4340820000002,2580.4152829999998,2516.7639159999999,2567.0083009999998,2595.4823729999998]
["2014-05-19T23:00:16.665",3336,1963.220947,2576.860107,1950.4542240000001,3703.3486330000001,3656.5424800000001,4131.0014650000003,4303.076172,3386.1992190000001,3321.60376,2967.0683589999999,2903.9890140000002,2863.1533199999999,2748.7150879999999,2954.3503420000002,2903.8496089999999,2938.368164,2843.6911620000001,2811.8540039999998,2839.7307129999999,2836.061279,2853.9410644]
["2014-05-20T12:00:16.730",3349,2521.3398440000001,2618.733643,2523.0454100000002,2859.7067870000001,2492.2177729999999,2564.336182,2599.5490719999998,2678.8576659999999,2654.5571289999998,2747.1635740000002,2720.9477539999998,2726.0983890000002,2668.150635,2810.6359859999998,2711.4392090000001,2652.7236330000001,2625.716797,2510.088135,2459.2048340000001,2482.9465329999998,2546.1359864000001]
["2014-05-20T16:00:16.750",3353,2343.2551269999999,2644.1870119999999,2579.3857419999999,3300.7211910000001,2584.2048340000001,2785.1000979999999,2549.2006839999999,2844.9750979999999,2630.2951659999999,2776.5361330000001,2777.5778810000002,2725.2414549999999,2593.9155270000001,2809.9338379999999,2730.2468260000001,2714.7534179999998,2718.6601559999999,2705.9887699999999,2631.3247070000002,2695.9140630000002,2693.3282227999998]
["2014-05-21T02:00:16.800",3363,1517.6137699999999,2681.4267580000001,1955.3134769999999,2502.0810550000001,2248.2092290000001,2079.3415530000002,2014.7670900000001,2057.1528320000002,2060.6708979999999,2029.63562,2117.836182,2120.9072270000001,2251.2006839999999,2359.0808109999998,2364.6977539999998,2427.7285160000001,2432.7380370000001,2456.7670899999998,2488.9345699999999,2569.4409179999998,2475.1218261999998]
["2014-05-21T09:00:16.835",3370,2323.4003910000001,2801.9169919999999,2411.2231449999999,2674.4470209999999,2452.21875,2441.9152829999998,2502.4975589999999,2605.92749,2489.2524410000001,2590.0187989999999,2568.241211,2525.6047359999998,2349.193115,2395.5214839999999,2306.4624020000001,2283.6020509999998,2254.0126949999999,2196.9885250000002,2172.232422,2204.5683589999999,2222.2808104000005]
["2014-05-21T16:00:16.870",3377,2398.3786620000001,2923.2453609999998,2529.7065429999998,2763.5483399999998,2489.0952149999998,2457.5349120000001,2465.2539059999999,2611.3051759999998,2476.4558109999998,2567.661865,2614.6359859999998,2593.0070799999999,2441.3615719999998,2672.961914,2596.3759770000001,2637.9038089999999,2601.4709469999998,2631.5532229999999,2558.3259280000002,2633.6801759999998,2612.5868165999996]
["2014-05-22T02:00:16.920",3387,1931.19165,2910.423828,2398.4711910000001,3187.1479490000002,2670.1176759999998,2675.27124,2558.3500979999999,2526.5490719999998,2399.4077149999998,2395.3815920000002,2403.5627439999998,2370.5683589999999,2303.7438959999999,2401.8146969999998,2299.5195309999999,2270.8334960000002,2245.3022460000002,2213.7666020000001,2153.6477049999999,2266.4785160000001,2230.005713]
["2014-05-22T03:00:16.925",3388,1819.9262699999999,2888.4196780000002,2284.0429690000001,2653.2934570000002,2576.8325199999999,2594.0664059999999,2681.6994629999999,2648.3386230000001,2515.9533689999998,2464.8232419999999,2436.4379880000001,2370.7033689999998,2242.671143,2347.5954590000001,2246.6535640000002,2234.0615229999999,2211.8679200000001,2178.7841800000001,2093.7971189999998,2207.1801759999998,2185.1381835999996]
["2014-05-22T15:00:16.985",3400,3752.0363769999999,2917.4997560000002,2814.2441410000001,3176.5842290000001,2668.0844729999999,2683.1362300000001,2625.0629880000001,2723.5371089999999,2602.2614749999998,2701.749268,2734.2092290000001,2705.5905760000001,2525.845703,2718.2785640000002,2594.873779,2607.6354980000001,2574.1660160000001,2610.6813959999999,2584.4765630000002,2654.7163089999999,2606.3351564]
["2014-05-22T20:00:17.010",3405,3764.1892090000001,2861.561279,2878.7932129999999,3170.5317380000001,2641.2373050000001,2681.7502439999998,2600.9660640000002,2714.014893,2594.9780270000001,2728.5410160000001,2770.210693,2748.311279,2610.611328,2761.7292480000001,2663.657471,2657.3752439999998,2568.3498540000001,2557.5595699999999,2618.4228520000001,2626.8146969999998,2605.7044433999999]
["2014-05-23T08:00:17.070",3417,2459.4545899999998,2808.094971,2505.2509770000001,2747.4860840000001,2480.224365,2453.2136230000001,2427.0686040000001,2528.29126,2407.1796880000002,2470.3752439999998,2506.685547,2477.078125,2426.107422,2567.0346679999998,2515.9365229999999,2555.1970209999999,2524.3359380000002,2505.9816890000002,2523.5961910000001,2534.2072750000002,2528.6636228000002]
["2014-05-23T13:00:17.095",3422,3521.3947750000002,2762.2041020000001,2727.1928710000002,3084.7468260000001,2651.7001949999999,2719.4868160000001,2717.77124,2736.873779,2633.5043949999999,2683.4165039999998,2673.0649410000001,2633.4934079999998,2509.8862300000001,2677.9541020000001,2596.8061520000001,2601.0061040000001,2577.0859380000002,2567.0375979999999,2525.8813479999999,2587.5217290000001,2571.7065434000001]
["2014-05-23T22:00:17.140",3431,2920.1938479999999,2677.2150879999999,2523.0942380000001,2937.1687010000001,2547.3374020000001,2566.4711910000001,2561.2751459999999,2581.5327149999998,2500.6579590000001,2510.2836910000001,2546.1826169999999,2516.4555660000001,2459.8002929999998,2604.9890140000002,2564.4509280000002,2606.6611330000001,2548.810547,2549.2651369999999,2547.116211,2594.868164,2569.3442384]
["2014-05-24T06:00:17.180",3439,2340.5334469999998,2618.3884280000002,2404.2375489999999,2586.1621089999999,2361.236328,2357.3747560000002,2380.1740719999998,2521.1584469999998,2421.6384280000002,2513.251953,2541.9719239999999,2509.5336910000001,2393.6672359999998,2486.4301759999998,2408.029297,2411.5541990000002,2382.1311040000001,2367.3559570000002,2366.8654790000001,2416.4331050000001,2388.8679688000002]
["2014-05-24T12:00:17.210",3445,2281.1674800000001,2619.8271479999999,2372.8442380000001,2683.1376949999999,2428.3933109999998,2439.2009280000002,2493.5966800000001,2569.9733890000002,2493.8352049999999,2544.0661620000001,2560.891846,2537.0031739999999,2449.2607419999999,2599.038818,2549.4467770000001,2568.6389159999999,2530.0935060000002,2520.592529,2476.2612300000001,2530.9682619999999,2525.3108886]
["2014-05-24T15:00:17.225",3448,2252.3427729999999,2595.9970699999999,2328.0876459999999,2597.7739259999998,2364.405518,2338.7382809999999,2372.1816410000001,2471.6840820000002,2402.6828609999998,2498.0832519999999,2552.0666500000002,2554.8095699999999,2484.5698240000002,2645.1511230000001,2578.8198240000002,2596.8178710000002,2551.0976559999999,2551.6594239999999,2527.6281739999999,2579.6047359999998,2561.3615722]
["2014-05-25T02:00:17.280",3459,2429.5942380000001,2604.078857,2505.7463379999999,2908.5571289999998,2369.1987300000001,2313.873047,2200.842529,2330.251953,2262.9875489999999,2364.0717770000001,2420.7563479999999,2417.6923830000001,2352.955078,2462.907471,2397.2214359999998,2404.7834469999998,2366.5822750000002,2341.320068,2315.7084960000002,2375.3283689999998,2360.7445310000003]
["2014-05-25T08:00:17.310",3465,2079.0598140000002,2516.6525879999999,2154.0263669999999,2315.8410640000002,2192.9125979999999,2128.75,2116.732422,2277.8125,2161.881836,2258.9423830000001,2328.8786620000001,2344.1323240000002,2324.1755370000001,2478.536865,2430.8610840000001,2459.070068,2418.0969239999999,2395.4536130000001,2356.4636230000001,2405.9335940000001,2407.0035644]
["2014-05-25T16:00:17.350",3473,2578.4189449999999,2466.8017580000001,2238.805664,2391.0275879999999,2204.5278320000002,2157.4304200000001,2202.5227049999999,2340.95874,2265.9985350000002,2360.241211,2387.6904300000001,2382.8791500000002,2314.953857,2439.9609380000002,2371.4248050000001,2395.8754880000001,2361.6604000000002,2357.9101559999999,2349.0654300000001,2409.5498050000001,2374.8122558000005]
["2014-05-26T01:00:17.395",3482,2585.6640630000002,2413.7001949999999,2577.3754880000001,1947.9270019999999,2047.261841,1974.3927000000001,2179.2109380000002,2378.2692870000001,2333.0607909999999,2469.408203,2503.0473630000001,2497.491211,2374.196289,2447.4020999999998,2352.5083009999998,2344.0888669999999,2292.1623540000001,2274.22876,2246.3264159999999,2309.5598140000002,2293.2732421999999]
["2014-05-26T09:00:17.435",3490,1997.61853,2454.1821289999998,1759.5601810000001,2087.099365,2043.647827,1906.8988039999999,1892.8201899999999,2056.8764649999998,1984.8398440000001,2048.8708499999998,2118.1545409999999,2096.695068,2062.8598630000001,2175.9187010000001,2162.8183589999999,2258.7810060000002,2249.5842290000001,2273.3020019999999,2251.2092290000001,2310.4802249999998,2268.6713381999998]
["2014-05-26T18:00:17.480",3499,2849.7045899999998,2612.3190920000002,2121.0346679999998,2195.8229980000001,2147.8532709999999,2045.6248780000001,2084.202393,2250.3776859999998,2130.8283689999998,2211.5952149999998,2212.5742190000001,2193.6667480000001,2132.2783199999999,2219.3325199999999,2170.2504880000001,2194.2377929999998,2181.8615719999998,2174.7734380000002,2127.7070309999999,2208.4428710000002,2177.4045409999999]
["2014-05-26T23:00:17.505",3504,2137.7238769999999,2563.1416020000001,2054.4406739999999,2658.2041020000001,2349.3266600000002,2309.288086,2364.7849120000001,2392.889893,2311.399414,2342.5517580000001,2327.9604490000002,2303.3967290000001,2202.8977049999999,2283.4191890000002,2233.8354490000002,2259.929443,2215.866943,2205.0129390000002,2179.078125,2241.1723630000001,2220.2119625999999]
["2014-05-27T03:00:17.525",3508,1759.3360600000001,2506.3085940000001,1728.283447,1756.8325199999999,2069.5209960000002,1942.4719239999999,2012.2303469999999,2037.804077,1938.122437,2021.488159,2123.7084960000002,2168.8271479999999,2205.6757809999999,2311.9023440000001,2283.6977539999998,2315.5441890000002,2277.5429690000001,2251.8229980000001,2230.1782229999999,2288.217529,2272.6611816]
["2014-05-27T13:00:17.575",3518,2584.266357,2589.5490719999998,2408.319336,2517.9877929999998,2272.2946780000002,2214.2578130000002,2221.436768,2305.2934570000002,2208.6284179999998,2249.9978030000002,2216.2233890000002,2189.1594239999999,2130.0749510000001,2189.1320799999999,2153.360107,2174.85376,2160.3073730000001,2118.8935550000001,2081.7683109999998,2141.9553219999998,2135.5556642000001]
["2014-05-27T20:00:17.610",3525,2681.8029790000001,2531.1088869999999,2434.6745609999998,2687.6982419999999,2309.8798830000001,2284.5783689999998,2259.8488769999999,2405.391846,2289.101807,2408.4650879999999,2440.3979490000002,2437.5915530000002,2321.111328,2449.9343260000001,2377.2866210000002,2387.616211,2313.313721,2282.0634770000001,2226.0776369999999,2283.2604980000001,2298.4663088000002]
["2014-05-28T03:00:17.645",3532,1797.0139160000001,2507.328125,2061.5485840000001,2203.3054200000001,2229.782471,2154.688721,2175.5527339999999,2154.6103520000001,2070.5776369999999,2074.650635,2136.0532229999999,2143.783203,2174.3432619999999,2278.3166500000002,2254.1420899999998,2306.7651369999999,2276.9658199999999,2273.2333979999999,2258.6357419999999,2323.0219729999999,2287.7244140000003]
["2014-05-28T13:00:17.695",3542,2319.9897460000002,2627.0385740000002,2297.491211,2613.422607,2302.4277339999999,2261.5371089999999,2244.3305660000001,2375.203857,2289.4951169999999,2385.5356449999999,2394.9941410000001,2383.9670409999999,2319.2004390000002,2410.1286620000001,2365.6694339999999,2367.3317870000001,2342.4741210000002,2298.748047,2240.9079590000001,2289.133789,2307.7191405999997]
["2014-05-28T22:00:17.740",3551,2532.2973630000001,2651.3642580000001,2386.3483890000002,2606.54126,2392.6960450000001,2353.4716800000001,2403.297607,2403.2045899999998,2317.5859380000002,2311.0219729999999,2307.6936040000001,2283.4140630000002,2254.8701169999999,2367.1437989999999,2346.3110350000002,2408.258057,2358.724365,2365.9252929999998,2376.658203,2423.4995119999999,2386.6130860000003]
["2014-05-29T02:00:17.760",3555,2107.1096189999998,2664.5500489999999,2398.4948730000001,2834.6274410000001,2437.8012699999999,2395.3508299999999,2320.5832519999999,2324.718018,2226.4934079999998,2261.6906739999999,2286.1728520000001,2275.476807,2252.2048340000001,2341.0964359999998,2291.415039,2308.9094239999999,2269.0571289999998,2244.2302249999998,2213.5749510000001,2289.873779,2265.1291016]
["2014-05-29T15:00:17.825",3568,2832.1401369999999,2908.5327149999998,2543.3098140000002,2782.217529,2450.2109380000002,2362.73999,2310.119385,2407.594971,2299.7927249999998,2376.7397460000002,2406.3977049999999,2402.0197750000002,2340.1977539999998,2457.9472660000001,2401.451904,2426.5981449999999,2388.8454590000001,2381.4985350000002,2348.1613769999999,2415.079346,2392.0365724000003]
["2014-05-29T16:00:17.830",3569,2356.5422359999998,2898.742432,2425.5507809999999,2841.2202149999998,2520.1457519999999,2465.7558589999999,2422.139893,2461.3718260000001,2338.5747070000002,2380.1733399999998,2393.2465820000002,2378.6838379999999,2324.5190429999998,2456.0678710000002,2405.3715820000002,2436.031982,2394.5500489999999,2382.0766600000002,2344.290039,2411.7434079999998,2393.7384276000003]
["2014-05-30T00:00:17.870",3577,2363.6320799999999,2970.7985840000001,2566.0090329999998,2699.602539,2513.4272460000002,2461.5073240000002,2523.88501,2572.7226559999999,2479.2211910000001,2519.578857,2520.5280760000001,2489.3046880000002,2387.0261230000001,2472.8859859999998,2410.3315429999998,2412.2124020000001,2356.1147460000002,2336.6035160000001,2309.6335450000001,2373.935547,2357.6999512000002]
["2014-05-30T09:00:17.915",3586,2753.0871579999998,3103.3859859999998,2576.8305660000001,2747.8835450000001,2512.2014159999999,2419.9895019999999,2400.3779300000001,2506.6831050000001,2389.0307619999999,2430.6228030000002,2444.8259280000002,2400.586914,2323.546875,2440.5703130000002,2402.5610350000002,2450.8486330000001,2420.5214839999999,2410.578125,2393.7463379999999,2436.618164,2422.4625487999997]
["2014-05-30T17:00:17.955",3594,2572.5471189999998,3155.3469239999999,2556.1682129999999,2802.7780760000001,2705.0646969999998,2695.3969729999999,2781.9433589999999,2779.966797,2649.1621089999999,2673.3234859999998,2654.5495609999998,2612.8395999999998,2488.9404300000001,2624.477539,2549.273193,2552.3754880000001,2505.5371089999999,2485.369385,2456.2109380000002,2504.564453,2500.8114746000001]
["2014-05-30T23:00:17.985",3600,2422.46875,3156.1704100000002,2563.2910160000001,2813.5747070000002,2617.2236330000001,2565.1115719999998,2617.5073240000002,2706.6635740000002,2608.6108399999998,2667.8723140000002,2689.4057619999999,2644.2565920000002,2501.336182,2629.0202640000002,2555.0134280000002,2574.1040039999998,2516.515625,2514.4033199999999,2503.9248050000001,2549.2910160000001,2531.6477540000001]
["2014-05-31T10:00:18.040",3611,2593.3732909999999,3032.5974120000001,2574.9030760000001,2997.133057,2633.701904,2612.6252439999998,2594.1455080000001,2714.3874510000001,2601.6997070000002,2663.6801759999998,2677.2006839999999,2622.0041500000002,2466.0583499999998,2573.3552249999998,2496.5974120000001,2505.7065429999998,2468.9726559999999,2476.3784179999998,2467.3945309999999,2520.1579590000001,2487.7220213999999]
["2014-05-31T13:00:18.055",3614,3930.9111330000001,2991.505615,2828.0104980000001,2952.3461910000001,2616.967529,2597.5561520000001,2613.3176269999999,2702.7702640000002,2615.7844239999999,2706.233154,2727.38501,2686.298828,2556.9577640000002,2708.9770509999998,2629.7905270000001,2636.9702149999998,2583.1284179999998,2554.936279,2518.8400879999999,2555.9079590000001,2569.9565917999998]
["2014-06-01T03:00:18.125",3628,2146.6293949999999,2489.0805660000001,2475.9492190000001,3198.0200199999999,2721.0290530000002,2844.0874020000001,2791.5229490000002,2623.2937010000001,2524.5983890000002,2489.2597660000001,2512.4589839999999,2501.1604000000002,2448.0959469999998,2587.2265630000002,2530.9504390000002,2550.5466310000002,2509.8923340000001,2499.9035640000002,2500.0690920000002,2548.7397460000002,2521.8302734000004]
["2014-06-01T10:00:18.160",3635,2298.899414,2410.6428219999998,2385.5454100000002,2511.7092290000001,2268.4870609999998,2274.2033689999998,2261.5988769999999,2423.5627439999998,2337.491943,2410.2871089999999,2468.7026369999999,2436.0288089999999,2331.9323730000001,2460.6525879999999,2422.4672850000002,2476.5732419999999,2460.4567870000001,2491.6960450000001,2492.7233890000002,2547.9953609999998,2493.8889647999999]
["2014-06-01T12:00:18.170",3637,2158.0893550000001,2363.8679200000001,2203.530029,2566.0095209999999,2315.5390630000002,2327.8969729999999,2368.4663089999999,2441.2614749999998,2371.9902339999999,2424.5766600000002,2474.4235840000001,2457.724365,2392.6904300000001,2517.9191890000002,2472.2478030000002,2497.8510740000002,2453.1396479999999,2455.7292480000001,2426.9052729999999,2484.0458979999999,2463.5342282000001]
["2014-06-01T20:00:18.210",3645,2165.553711,2250.3857419999999,2291.97876,2453.3679200000001,2164.8740229999999,2170.7680660000001,2131.080078,2299.399414,2195.2746579999998,2301.8264159999999,2363.1022950000001,2359.671875,2293.9177249999998,2407.2241210000002,2347.0483399999998,2376.5778810000002,2357.5983890000002,2376.4973140000002,2362.1896969999998,2436.4704590000001,2381.8667479999999]
["2014-06-02T05:00:18.255",3654,1814.7768550000001,2159.875,1659.3657229999999,1728.0758060000001,1866.2182620000001,1753.9101559999999,1796.6019289999999,1940.856812,1897.262207,1952.1145019999999,2037.251221,2055.1901859999998,2098.288818,2206.860596,2218.3461910000001,2294.195557,2295.2548830000001,2313.7624510000001,2301.7729490000002,2371.8308109999998,2315.3633302000003]
["2014-06-02T10:00:18.280",3659,2004.192505,2185.0534670000002,1792.3510739999999,1808.3017580000001,1884.321899,1756.6170649999999,1794.3314210000001,1949.6861570000001,1873.334106,1919.4608149999999,1968.462158,1974.8951420000001,1966.886475,2062.7619629999999,2039.887939,2120.7687989999999,2112.0810550000001,2136.3508299999999,2117.2521969999998,2197.2646479999999,2136.7435058000001]
["2014-06-02T22:00:18.340",3671,2306.4101559999999,2229.3603520000001,2103.9248050000001,2327.0625,2101.0629880000001,2004.076538,1937.9417719999999,1936.3789059999999,1850.005249,1868.566284,1922.4364009999999,1946.2974850000001,1943.601318,2020.650635,2015.116577,2074.7238769999999,2046.3280030000001,2051.7468260000001,2022.7485349999999,2098.7539059999999,2058.8602294000002]
["2014-06-03T07:00:18.385",3680,1701.9638669999999,2188.5378420000002,1890.025513,2077.2814939999998,1945.6682129999999,1868.7368160000001,1814.632568,1924.83374,1786.7138669999999,1832.0179439999999,1856.287476,1881.395996,1877.301514,1939.1317140000001,1903.752197,1926.4255370000001,1911.746948,1901.6209719999999,1863.6834719999999,1961.2835689999999,1912.9520995999999]
["2014-06-03T15:00:18.425",3688,1934.822876,2370.1015630000002,1936.6976320000001,2100.3088379999999,2000.2767329999999,1897.6333010000001,1865.4155270000001,2015.1958010000001,1910.3093260000001,1979.8057859999999,2003.2954099999999,2033.115112,2059.484375,2133.116211,2118.0561520000001,2131.344482,2107.345703,2066.21875,2016.0667719999999,2082.4187010000001,2080.6788815999998]
["2014-06-03T16:00:18.430",3689,1833.4520259999999,2382.6118160000001,1932.4140629999999,2097.4433589999999,2028.33313,1941.2100829999999,1924.0615230000001,2054.70874,1936.9235839999999,1979.0277100000001,1988.1485600000001,1994.4266359999999,2007.509888,2082.6445309999999,2078.2429200000001,2116.9277339999999,2106.6945799999999,2082.03125,2028.6601559999999,2099.2436520000001,2086.7114744]
["2014-06-04T06:00:18.500",3703,1598.389404,2591.2348630000001,2033.9039310000001,2113.0229490000002,2086.1088869999999,1976.5706789999999,1955.9011230000001,2122.9272460000002,1988.553711,2068.9179690000001,2128.951904,2150.2597660000001,2104.498779,2186.1535640000002,2131.671143,2153.0498050000001,2120.508789,2110.8654790000001,2049.4174800000001,2127.1696780000002,2112.2022462]
["2014-06-04T09:00:18.515",3706,1988.2548830000001,2655.6838379999999,2175.0727539999998,2236.5002439999998,2168.2890630000002,2036.8023679999999,2072.8178710000002,2174.046143,2098.5183109999998,2144.5754390000002,2175.806885,2163.7915039999998,2089.9460450000001,2151.5939939999998,2117.679443,2162.5698240000002,2120.0402829999998,2119.272461,2084.4494629999999,2143.1750489999999,2125.9014160000002]
["2014-06-04T20:00:18.570",3717,2689.4528810000002,2741.9602049999999,2534.9738769999999,2732.5783689999998,2388.056885,2341.086914,2281.8891600000002,2411.2517090000001,2262.2670899999998,2378.7321780000002,2405.5229490000002,2399.0830080000001,2284.5695799999999,2379.1403810000002,2304.2641600000002,2308.1940920000002,2243.8203130000002,2218.1518550000001,2170.025635,2232.9458009999998,2234.6275391999998]
["2014-06-05T02:00:18.600",3723,1983.3118899999999,2726.3723140000002,2390.922607,2750.7841800000001,2404.751953,2326.3391109999998,2264.930664,2284.0996089999999,2211.5117190000001,2272.1000979999999,2324.6240229999999,2335.9135740000002,2335.7409670000002,2425.5385740000002,2393.3227539999998,2406.8325199999999,2354.5595699999999,2318.6689449999999,2275.4396969999998,2336.3969729999999,2338.3795409999998]
["2014-06-05T10:00:18.640",3731,2157.313721,2776.3073730000001,2358.6677249999998,2588.7890630000002,2369.2346189999998,2303.5397950000001,2298.1057129999999,2400.204346,2290.7416990000002,2348.5588379999999,2351.9816890000002,2316.9174800000001,2235.3718260000001,2302.0048830000001,2265.2753910000001,2301.3833009999998,2261.591797,2242.8020019999999,2228.6828609999998,2284.6276859999998,2263.8175293999998]
["2014-06-05T19:00:18.685",3740,2227.5866700000001,2763.6826169999999,2454.0830080000001,2416.124268,2325.0610350000002,2279.6979980000001,2359.3859859999998,2517.5786130000001,2402.1616210000002,2499.1923830000001,2517.9597170000002,2502.0974120000001,2399.6171880000002,2518.163818,2453.1838379999999,2466.955078,2407.640625,2389.2915039999998,2341.6635740000002,2401.209961,2401.3521484000003]
["2014-06-06T03:00:18.725",3748,2496.7585450000001,2770.6552729999999,2575.5402829999998,2917.5786130000001,2507.3522950000001,2494.742432,2574.084961,2611.053711,2547.2763669999999,2521.126221,2460.9860840000001,2407.966797,2337.6298830000001,2455.5302729999999,2409.4265140000002,2439.7045899999998,2395.492432,2368.915039,2329.0517580000001,2396.9265140000002,2386.0180666000001]
["2014-06-06T04:00:18.730",3749,2451.6196289999998,2770.3107909999999,2503.4223630000001,2851.086182,2506.633789,2472.8723140000002,2485.0500489999999,2530.4011230000001,2479.1032709999999,2550.485596,2561.9689939999998,2501.2033689999998,2360.1176759999998,2440.7458499999998,2373.4643550000001,2400.3637699999999,2365.6694339999999,2353.5092770000001,2320.755615,2391.1345209999999,2366.2865233999996]
["2014-06-06T17:00:18.795",3762,2696.611328,2878.20874,2531.515625,2841.8950199999999,2538.9372560000002,2530.2463379999999,2528.780518,2590.3645019999999,2484.1848140000002,2542.6594239999999,2555.349365,2536.1435550000001,2458.3786620000001,2597.732422,2535.0510250000002,2543.0058589999999,2496.163818,2472.374268,2441.3271479999999,2499.719482,2490.5181149999999]
["2014-06-06T21:00:18.815",3766,3390.875,2951.2282709999999,2949.1252439999998,2824.7221679999998,2567.4790039999998,2560.3232419999999,2575.2329100000002,2662.7526859999998,2530.461182,2592.5344239999999,2604.7653810000002,2568.8127439999998,2457.2290039999998,2595.4731449999999,2521.7727049999999,2539.1657709999999,2479.5507809999999,2468.2849120000001,2452.4399410000001,2502.6496579999998,2488.4182126000001]
["2014-06-07T07:00:18.865",3776,2558.2661130000001,2846.7827149999998,2523.1088869999999,2725.1147460000002,2423.569336,2384.4748540000001,2375.3083499999998,2557.8176269999999,2459.90625,2548.2404790000001,2583.0217290000001,2553.5180660000001,2465.7797850000002,2613.4177249999998,2551.6408689999998,2571.3400879999999,2523.0036620000001,2499.0151369999999,2467.4555660000001,2516.3159179999998,2515.4260742000001]
["2014-06-07T14:00:18.900",3783,3489.1889649999998,2799.2773440000001,2723.5559079999998,2761.3173830000001,2522.2509770000001,2510.3217770000001,2562.5683589999999,2616.554443,2542.0471189999998,2600.2946780000002,2616.5744629999999,2588.6354980000001,2499.1464839999999,2639.165039,2570.8522950000001,2586.336182,2542.224365,2518.460693,2499.2946780000002,2541.8308109999998,2537.6293458]
["2014-06-07T21:00:18.935",3790,3219.9440920000002,2738.2883299999999,2692.0358890000002,2992.1674800000001,2580.0798340000001,2630.7761230000001,2591.881836,2674.5715329999998,2539.968018,2614.2045899999998,2646.2414549999999,2621.6992190000001,2506.0061040000001,2673.8527829999998,2592.6682129999999,2602.9514159999999,2544.9323730000001,2530.7116700000001,2503.1442870000001,2550.9655760000001,2546.5410643999999]
["2014-06-08T07:00:18.985",3800,2307.161865,2495.0649410000001,2265.3217770000001,2390.1303710000002,2226.8977049999999,2198.7082519999999,2243.9372560000002,2425.9758299999999,2345.6516109999998,2471.9570309999999,2547.3054200000001,2550.7314449999999,2458.8095699999999,2578.936768,2485.158203,2485.4782709999999,2438.8591310000002,2442.8015140000002,2423.8759770000001,2489.1518550000001,2456.0333495999998]
["2014-06-08T14:00:19.020",3807,2487.2561040000001,2603.641846,2266.2526859999998,2738.883057,2380.9079590000001,2354.0622560000002,2350.8640140000002,2444.7602539999998,2384.631836,2451.2421880000002,2475.655029,2446.1835940000001,2374.633789,2485.611328,2436.8315429999998,2462.4340820000002,2436.3103030000002,2428.6115719999998,2402.4147950000001,2456.210693,2437.1962890000004]
["2014-06-08T16:00:19.030",3809,2431.7014159999999,2626.27124,2273.9973140000002,2542.2209469999998,2326.0395509999998,2294.4418949999999,2358.7529300000001,2470.7272950000001,2405.6049800000001,2472.6027829999998,2486.9094239999999,2471.1259770000001,2394.7397460000002,2521.8122560000002,2456.5051269999999,2470.7619629999999,2441.1223140000002,2432.3654790000001,2404.8713379999999,2466.0620119999999,2443.0366211999999]
["2014-06-09T04:00:19.090",3821,1693.260376,2810.0642090000001,2069.5590820000002,2107.5600589999999,2108.2458499999998,1935.890625,1932.9041749999999,2195.670654,2120.897461,2313.4357909999999,2422.8330080000001,2442.6188959999999,2389.0253910000001,2510.5424800000001,2443.0683589999999,2459.6540530000002,2419.5417480000001,2407.9245609999998,2399.7941890000002,2458.6965329999998,2429.1222167999999]
["2014-06-09T09:00:19.115",3826,2796.3701169999999,2935.7836910000001,2310.844971,2487.623047,2294.1198730000001,2105.3059079999998,2032.18103,2164.9719239999999,2069.9008789999998,2129.991943,2214.9521479999999,2225.329346,2190.8679200000001,2276.3347170000002,2225.2312010000001,2256.7734380000002,2221.5249020000001,2243.9865719999998,2224.969971,2303.6259770000001,2250.176172]
["2014-06-09T18:00:19.160",3835,2742.4567870000001,3170.5500489999999,2535.0161130000001,2528.0690920000002,2470.6499020000001,2380.35376,2436.3391109999998,2578.3793949999999,2415.7346189999998,2485.4099120000001,2464.4663089999999,2414.0373540000001,2296.7302249999998,2416.3698730000001,2351.2041020000001,2365.9770509999998,2347.3723140000002,2338.2360840000001,2299.2922359999998,2369.4782709999999,2344.0711911999997]
["2014-06-10T02:00:19.200",3843,1869.567505,2889.2209469999998,2019.8330080000001,2513.866211,2387.077393,2296.3156739999999,2323.0246579999998,2436.6120609999998,2330.2761230000001,2449.1770019999999,2513.3383789999998,2547.1484380000002,2535.7077640000002,2686.5673830000001,2613.6369629999999,2602.158203,2526.1477049999999,2470.695557,2457.0964359999998,2490.3415530000002,2509.2878908000002]
["2014-06-10T11:00:19.245",3852,2504.5668949999999,2958.4174800000001,2384.610107,2668.4672850000002,2493.6850589999999,2383.7502439999998,2412.6516109999998,2431.588135,2368.2414549999999,2412.1152339999999,2441.0541990000002,2438.8217770000001,2351.767578,2434.376221,2349.467529,2336.733643,2281.7558589999999,2245.6701659999999,2225.0576169999999,2274.1098630000001,2272.6654296000002]
["2014-06-10T17:00:19.275",3858,2542.8872070000002,2900.7922359999998,2710.0451659999999,2917.3591310000002,2574.1872560000002,2618.618164,2579.9016109999998,2747.108643,2565.9257809999999,2674.155518,2669.7890630000002,2622.6823730000001,2467.7407229999999,2614.9094239999999,2517.7746579999998,2506.8251949999999,2483.1389159999999,2463.8798830000001,2397.4758299999999,2455.211914,2461.3063475999998]
["2014-06-11T04:00:19.330",3869,1506.0611570000001,2481.9003910000001,1864.1370850000001,1747.9422609999999,1898.2181399999999,1731.2202150000001,1719.1911620000001,2003.1568600000001,1941.575928,2050.2844239999999,2185.7612300000001,2203.3647460000002,2244.1589359999998,2387.3544919999999,2362.609375,2426.693115,2404.4638669999999,2428.6284179999998,2423.8566890000002,2496.8984380000002,2436.1081054000001]
["2014-06-11T07:00:19.345",3872,1723.9047849999999,2563.173096,2012.7823490000001,2285.6879880000001,2179.329346,2065.1489259999998,2033.752563,2150.2697750000002,2055.5048830000001,2024.3286129999999,2068.5051269999999,2022.734741,1989.1477050000001,2087.7963869999999,2075.3320309999999,2176.116943,2167.9025879999999,2217.2197270000001,2198.6118160000001,2285.1296390000002,2208.9961426]
["2014-06-11T13:00:19.375",3878,2246.5339359999998,2612.8232419999999,2217.1945799999999,2472.2246089999999,2295.4692380000001,2270.297607,2299.341797,2432.1740719999998,2347.1660160000001,2446.8603520000001,2428.2993160000001,2413.4641109999998,2355.7473140000002,2451.4648440000001,2393.0434570000002,2386.8469239999999,2394.3332519999999,2343.4291990000002,2307.1328130000002,2355.6584469999998,2357.4801269999998]
["2014-06-11T21:00:19.415",3886,2282.4780270000001,2628.6203609999998,2478.5261230000001,2801.7353520000001,2501.2314449999999,2459.3041990000002,2479.297607,2421.952393,2352.554443,2412.0852049999999,2479.313232,2491.6010740000002,2414.741211,2560.0791020000001,2517.7253420000002,2574.3442380000001,2483.7851559999999,2494.8635250000002,2508.3740229999999,2539.1137699999999,2520.0961424000002]
["2014-06-12T06:00:19.460",3895,1960.256836,2551.0415039999998,2182.2214359999998,2282.794922,2177.7697750000002,2078.8735350000002,2003.3436280000001,2105.8576659999999,1950.072876,1959.842163,1998.746948,1970.7098390000001,1916.765259,1989.9914550000001,1950.5538329999999,2009.8549800000001,1999.5167240000001,2007.563232,1959.6483149999999,2067.451172,2008.8068846000001]
["2014-06-12T14:00:19.500",3903,2247.2102049999999,2462.2148440000001,2439.0588379999999,2668.0437010000001,2341.451172,2370.982422,2321.508789,2417.4345699999999,2283.7758789999998,2370.6875,2377.1416020000001,2385.0085450000001,2349.1625979999999,2485.11499,2436.5832519999999,2437.297607,2430.9057619999999,2393.3083499999998,2326.4084469999998,2390.454346,2395.6749024000001]
["2014-06-12T23:00:19.545",3912,2198.4267580000001,2220.751221,2317.586914,2595.5654300000001,2271.3400879999999,2286.389404,2374.3391109999998,2385.031982,2385.2404790000001,2404.108154,2405.9147950000001,2381.6286620000001,2360.008789,2445.6933589999999,2422.4492190000001,2458.4182129999999,2402.454346,2389.2390140000002,2430.2272950000001,2462.7578130000002,2428.6193362000004]
["2014-06-13T04:00:19.570",3917,1477.6595460000001,2155.7143550000001,1658.7482910000001,1717.2854,1827.9796140000001,1733.0932620000001,1702.081177,1938.2615969999999,1835.9907229999999,1908.8131100000001,2018.8367920000001,2051.9416500000002,2057.9934079999998,2167.1914059999999,2115.1308589999999,2148.3078609999998,2130.954346,2128.4392090000001,2065.1352539999998,2165.475586,2127.6624512000003]
["2014-06-13T16:00:19.630",3929,1860.1213379999999,2256.9282229999999,1891.3436280000001,2012.76062,2010.575562,1967.328125,2009.3542480000001,2203.4265140000002,2066.6892090000001,2171.6677249999998,2192.2619629999999,2187.881836,2122.5078130000002,2267.391357,2224.2924800000001,2276.5446780000002,2270.6564939999998,2297.5444339999999,2236.6362300000001,2324.875732,2281.2515136000002]
["2014-06-13T18:00:19.640",3931,1867.729736,2292.5776369999999,1873.7204589999999,1968.132202,1969.1621090000001,1890.290039,1949.3249510000001,2163.0373540000001,2050.0581050000001,2181.1457519999999,2229.3625489999999,2226.951172,2130.3203130000002,2259.2773440000001,2214.9418949999999,2278.3840329999998,2236.7658689999998,2274.1884770000001,2250.1928710000002,2319.9711910000001,2271.9004881999999]
["2014-06-14T01:00:19.675",3938,1421.2707519999999,2214.2641600000002,1468.2276609999999,1684.2479249999999,1790.441284,1641.3975829999999,1771.6148679999999,1948.2128909999999,1927.5986330000001,2009.2673339999999,2053.0505370000001,2088.107422,2118.8000489999999,2155.257568,2104.7817380000001,2100.0339359999998,2079.1611330000001,2060.5031739999999,2021.538452,2126.9487300000001,2077.6370849999998]
["2014-06-14T08:00:19.710",3945,2006.89563,2291.7097170000002,1926.2073969999999,2067.2661130000001,1989.4208980000001,1882.5191649999999,1923.5493160000001,2007.0185550000001,1914.669922,1933.1834719999999,1919.4195560000001,1902.4826660000001,1845.697388,1855.718384,1837.834106,1882.0401609999999,1866.278198,1855.0489500000001,1834.2248540000001,1906.78125,1868.8746826000001]
["2014-06-14T18:00:19.760",3955,1992.044312,2310.3395999999998,2045.4654539999999,2165.8488769999999,2066.349365,2019.163452,2058.132568,2221.3618160000001,2078.8657229999999,2175.2304690000001,2192.1123050000001,2176.7084960000002,2073.7687989999999,2167.1645509999998,2120.463135,2168.9453130000002,2109.4746089999999,2122.0671390000002,2075.0209960000002,2152.3129880000001,2125.5642089999997]
["2014-06-15T01:00:19.795",3962,1687.6917719999999,2186.3498540000001,1797.302612,2345.2902829999998,2118.610596,2073.2839359999998,2094.1196289999998,2102.790039,2065.4438479999999,2084.3740229999999,2108.4721679999998,2118.1804200000001,2121.2236330000001,2147.2282709999999,2101.2133789999998,2093.4909670000002,2073.8798830000001,2037.290649,1996.057251,2088.8647460000002,2057.9166992]
["2014-06-15T11:00:19.845",3972,2170.570068,2235.9741210000002,2004.6920170000001,2257.5024410000001,2074.7170409999999,2003.4392089999999,2066.3359380000002,2117.9626459999999,2100.8415530000002,2146.8715820000002,2144.2521969999998,2144.7426759999998,2113.3256839999999,2149.9338379999999,2131.811279,2151.6433109999998,2133.6052249999998,2106.4658199999999,2050.4780270000001,2106.2705080000001,2109.6925781999994]
["2014-06-15T15:00:19.865",3976,2311.8464359999998,2257.702393,2242.536865,2257.443115,2064.3051759999998,2027.37915,2005.192749,2158.7836910000001,2048.7565920000002,2131.3469239999999,2135.2258299999999,2145.6601559999999,2120.2932129999999,2229.5058589999999,2191.1235350000002,2223.3923340000001,2222.3232419999999,2214.9484859999998,2146.9821780000002,2227.9792480000001,2207.1250976000001]
["2014-06-16T04:00:19.930",3989,1395.959717,2241.5405270000001,1546.380249,1735.9602050000001,1796.979126,1679.0352780000001,1690.259644,1939.626587,1853.263794,1934.486938,1999.806885,2021.4304199999999,2036.6088870000001,2102.7810060000002,2070.9858399999998,2103.9506839999999,2088.4121089999999,2077.0578609999998,2027.43335,2121.6530760000001,2083.7014159999999]
["2014-06-16T05:00:19.935",3990,1575.4104,2276.0170899999998,1665.1437989999999,1624.377686,1817.3203129999999,1686.717529,1678.957275,1889.0961910000001,1779.5789789999999,1858.451294,1943.737427,1956.748413,1972.0717770000001,2045.9674070000001,2026.4448239999999,2075.7695309999999,2054.0844729999999,2045.9426269999999,1998.4982910000001,2089.7709960000002,2052.8131836000002]
["2014-06-16T14:00:19.980",3999,2418.7163089999999,2442.6838379999999,2044.355225,2409.8439939999998,2195.4829100000002,2162.5119629999999,2164.4233399999998,2277.475586,2177.805664,2274.720703,2260.6154790000001,2263.710693,2211.945557,2278.1892090000001,2222.1022950000001,2217.2241210000002,2210.7021479999999,2174.4418949999999,2103.0112300000001,2187.9594729999999,2178.6677733999995]
["2014-06-16T22:00:20.020",4007,2680.499268,2472.7856449999999,2431.6567380000001,3225.9399410000001,2506.0844729999999,2515.7937010000001,2493.5595699999999,2463.2270509999998,2424.219482,2445.6784670000002,2427.9179690000001,2411.2802729999999,2334.2097170000002,2405.7924800000001,2367.5822750000002,2389.2370609999998,2297.0402829999998,2266.4660640000002,2248.4812010000001,2294.7751459999999,2299.1999510000001]
["2014-06-17T04:00:20.050",4013,1806.2335210000001,2429.0532229999999,1941.534058,2016.7845460000001,2035.781982,1945.130615,1918.049561,2037.309448,1920.719482,1939.6777340000001,1993.4589840000001,1993.055908,2033.690063,2130.5720209999999,2117.7541500000002,2174.9333499999998,2161.94751,2149.078125,2104.2458499999998,2196.7204590000001,2157.3850587999996]
["2014-06-17T15:00:20.105",4024,2783.9890140000002,2572.351807,2843.100586,3122.1970209999999,2533.4375,2645.6276859999998,2556.1433109999998,2650.2795409999999,2503.1640630000002,2562.3579100000002,2520.796875,2484.1210940000001,2381.641846,2504.6345209999999,2451.4533689999998,2451.5710450000001,2439.5817870000001,2419.5187989999999,2346.4621579999998,2418.195068,2415.0657713999999]
["2014-06-18T01:00:20.155",4034,1860.2152100000001,2921.4648440000001,2185.4013669999999,2263.5585940000001,2437.9577640000002,2364.8591310000002,2533.663086,2522.4770509999998,2488.2277829999998,2555.194336,2602.8098140000002,2573.54126,2503.2766109999998,2552.798828,2479.923096,2459.6652829999998,2410.7416990000002,2385.2761230000001,2373.3139649999998,2442.5610350000002,2414.3116209999998]
["2014-06-18T08:00:20.190",4041,2124.4877929999998,3072.922607,2358.3012699999999,2639.297607,2507.7067870000001,2428.233643,2461.568115,2530.6770019999999,2424.8916020000001,2461.4624020000001,2481.2951659999999,2440.7856449999999,2326.790039,2396.6987300000001,2343.9750979999999,2351.8127439999998,2298.7470699999999,2275.7153320000002,2239.294922,2284.4536130000001,2290.0047362]
["2014-06-18T15:00:20.225",4048,3082.6135250000002,3363.546143,3723.9614259999998,3776.0710450000001,3077.6748050000001,3163.8859859999998,2996.4702149999998,2951.5031739999999,2781.648682,2826.1848140000002,2811.6870119999999,2761.3256839999999,2586.4023440000001,2739.2705080000001,2633.4548340000001,2620.8703609999998,2597.671143,2590.1401369999999,2532.4584960000002,2597.841797,2587.7963867999997]
["2014-06-18T17:00:20.235",4050,2019.517456,3346.2045899999998,2513.929932,3577.5134280000002,3109.673828,3258.2570799999999,3263.2065429999998,3222.3249510000001,3022.6833499999998,3036.5822750000002,2967.0642090000001,2874.5625,2634.6157229999999,2832.2390140000002,2711.0939939999998,2710.7348630000001,2641.655029,2622.2973630000001,2568.0571289999998,2620.3186040000001,2632.6125976000003]
["2014-06-19T01:00:20.275",4058,1574.148682,2910.4997560000002,2259.8576659999999,2604.9343260000001,2655.4133299999999,2752.0646969999998,3137.7211910000001,3282.1540530000002,3274.798096,3733.9128420000002,3855.735107,3828.7883299999999,3333.5541990000002,3295.9963379999999,2958.7075199999999,2735.5759280000002,2591.0239259999998,2527.4350589999999,2487.6796880000002,2558.1171880000002,2579.9663578]
["2014-06-19T10:00:20.320",4067,2758.210693,3070.9260250000002,3059.78125,3500.0766600000002,2923.6538089999999,2930.2429200000001,2945.7348630000001,2859.100586,2881.3991700000001,2887.5202640000002,2908.6992190000001,2840.6679690000001,2666.7290039999998,2805.1477049999999,2694.3984380000002,2709.2438959999999,2634.6721189999998,2617.2941890000002,2627.515625,2641.3852539999998,2646.0222165999999]
["2014-06-19T22:00:20.380",4079,2657.5891109999998,2982.6186520000001,2784.7678219999998,6752.7797849999997,3722.6999510000001,4001.9968260000001,3377.381836,3331.2963869999999,3352.2746579999998,3451.6608890000002,3521.8017580000001,3576.7009280000002,3318.2241210000002,3620.3969729999999,3476.7065429999998,3344.8110350000002,3144.1159670000002,3081.951172,3135.0942380000001,3114.4653320000002,3164.0875488000001]
["2014-06-20T03:00:20.405",4084,2020.751221,2775.139893,2140.267578,1918.3873289999999,2124.9016109999998,1903.007202,1978.8701169999999,2115.9958499999998,2156.3303219999998,2210.0947270000001,2387.7294919999999,2475.1118160000001,2700.8103030000002,3052.5043949999999,3042.5727539999998,3089.1540530000002,3003.1828609999998,2951.2270509999998,2978.8754880000001,2999.8461910000001,3004.4571287999997]
["2014-06-20T12:00:20.450",4093,3010.8352049999999,2903.633789,2879.6491700000001,3064.83374,2737.0964359999998,2868.164307,2924.0603030000002,2992.7319339999999,2952.0227049999999,3164.1286620000001,3153.9714359999998,3138.9948730000001,2973.798828,3189.0395509999998,3007.2524410000001,2895.7751459999999,2894.1513669999999,2745.881836,2710.4509280000002,2705.0959469999998,2790.2710448000003]
["2014-06-20T20:00:20.490",4101,3946.4880370000001,3081.5507809999999,3852.6064449999999,3446.5686040000001,2768.1657709999999,2768.2958979999999,2649.7490229999999,2875.1333009999998,2717.8415530000002,2905.2758789999998,3061.6064449999999,3076.8276369999999,2856.7312010000001,3181.3251949999999,3089.1640630000002,3185.7858890000002,3034.2795409999999,3092.4792480000001,3161.2329100000002,3136.930664,3122.1416503999999]
["2014-06-21T02:00:20.520",4107,1403.353394,3054.4672850000002,1731.0095209999999,1771.5816649999999,2252.3969729999999,2093.180664,2345.1467290000001,2392.8664549999999,2335.3283689999998,2403.4628910000001,2458.975586,2472.5083009999998,2530.8488769999999,2681.156982,2574.5102539999998,2556.6508789999998,2532.0366210000002,2502.453125,2538.8942870000001,2635.0842290000001,2553.0238282]
["2014-06-21T05:00:20.535",4110,1981.5192870000001,3224.0747070000002,2221.3520509999998,2102.4741210000002,2242.9458009999998,2042.8348390000001,1921.6046140000001,2175.4514159999999,1996.484375,2049.9724120000001,2158.1672359999998,2150.3813479999999,2066.8000489999999,2194.1687010000001,2119.9709469999998,2153.6625979999999,2160.3222660000001,2191.546143,2143.2238769999999,2272.0974120000001,2184.1704592000001]
["2014-06-21T19:00:20.605",4124,3015.3510740000002,3771.601807,3349.3520509999998,2966.969482,2799.9372560000002,2735.133789,2825.1835940000001,3169.8010250000002,2940.4589839999999,3266.061768,3331.969971,3273.1301269999999,2854.8327640000002,3142.5913089999999,2923.350586,2925.7260740000002,2784.1760250000002,2807.9887699999999,2870.3847660000001,2873.9760740000002,2852.4503418000004]
["2014-06-21T22:00:20.620",4127,2704.9255370000001,3753.7004390000002,3083.849365,4122.1166990000002,3382.0307619999999,3435.2128910000001,3358.9384770000001,3117.4897460000002,3050.1916500000002,2965.0109859999998,2940.2292480000001,2872.9011230000001,2740.98999,2940.6750489999999,2905.01001,2963.2536620000001,2845.13501,2825.875732,2994.5107419999999,2929.8659670000002,2911.7282225999998]
["2014-06-22T09:00:20.675",4138,3155.1311040000001,3592.513672,3013.9938959999999,3576.3334960000002,3050.0361330000001,3074.1923830000001,2959.4582519999999,3040.0825199999999,2848.1596679999998,2886.6000979999999,2892.4060060000002,2806.2902829999998,2629.9301759999998,2760.0495609999998,2652.1059570000002,2616.7539059999999,2579.6884770000001,2535.5129390000002,2565.5107419999999,2549.750732,2569.4433592]
["2014-06-22T15:00:20.705",4144,4115.6333009999998,3395.5676269999999,3484.3410640000002,3739.141357,3095.2084960000002,3253.4025879999999,3150.6813959999999,3270.6401369999999,3165.1059570000002,3282.696289,3270.975586,3210.58374,2960.2856449999999,3328.4545899999998,3175.1647950000001,3137.5017090000001,3126.5205080000001,3087.6027829999998,3057.2990719999998,3061.9689939999998,3094.1786132000002]
["2014-06-23T00:00:20.750",4153,2484.1030270000001,3008.9423830000001,2718.6311040000001,3057.3847660000001,2838.6540530000002,2878.2133789999998,3078.8254390000002,3058.7836910000001,3067.8930660000001,3138.5522460000002,3164.8198240000002,3142.9614259999998,2974.4250489999999,3155.1508789999998,3009.6616210000002,2964.9682619999999,2872.2971189999998,2850.9277339999999,2919.036865,2935.267578,2908.4995116]
["2014-06-23T08:00:20.790",4161,3227.4208979999999,2807.4770509999998,2977.3911130000001,3358.217529,2868.3173830000001,3008.882568,2988.5454100000002,2895.3378910000001,2754.5942380000001,2591.9616700000001,2571.088135,2480.3447270000001,2393.9860840000001,2569.9584960000002,2544.3481449999999,2610.5998540000001,2594.0864259999998,2592.155518,2615.4904790000001,2606.5117190000001,2603.7687992000001]
["2014-06-23T17:00:20.835",4170,2874.9172359999998,2975.5217290000001,2717.3034670000002,2931.5649410000001,2669.765625,2713.4946289999998,2704.0097660000001,2809.0249020000001,2649.3315429999998,2716.6440429999998,2793.6108399999998,2745.9282229999999,2591.9909670000002,2852.5615229999999,2785.3684079999998,2824.4645999999998,2787.5285640000002,2854.350586,2836.5539549999999,2892.8710940000001,2839.1537598]
["2014-06-23T22:00:20.860",4175,2936.4838869999999,2978.3840329999998,2925.0178219999998,4344.9067379999997,3088.9616700000001,3138.0351559999999,2900.0187989999999,2784.5170899999998,2748.599365,2760.4086910000001,2777.1557619999999,2761.0327149999998,2689.1606449999999,2857.3476559999999,2789.29126,2828.1586910000001,2735.9499510000001,2715.5405270000001,2808.3010250000002,2808.1342770000001,2779.2168942000003]
["2014-06-24T02:00:20.880",4179,1596.8398440000001,2837.3784179999998,1977.661621,1903.8374020000001,2197.7692870000001,2110.7670899999998,2248.3503420000002,2448.1096189999998,2309.0307619999999,2474.7114259999998,2572.6843260000001,2603.6513669999999,2564.5852049999999,2680.0219729999999,2559.4497070000002,2512.5598140000002,2486.804932,2454.6352539999998,2410.6479490000002,2510.3383789999998,2474.9972656]
["2014-06-24T12:00:20.930",4189,3124.1264649999998,3258.9621579999998,3206.8564449999999,3649.6813959999999,2885.5534670000002,2854.086914,2721.6564939999998,2647.0610350000002,2586.436279,2524.8942870000001,2471.5803219999998,2421.0349120000001,2389.3393550000001,2491.4501949999999,2458.6989749999998,2496.3554690000001,2521.2299800000001,2517.8916020000001,2517.4340820000002,2569.500732,2524.4823729999998]
["2014-06-24T19:00:20.965",4196,2472.7958979999999,3313.6008299999999,3167.8569339999999,3297.8476559999999,2848.3784179999998,2982.624268,2974.9545899999998,3252.423096,3002.45874,3339.2346189999998,3365.1621089999999,3301.039307,2881.9636230000001,3097.1379390000002,2876.9204100000002,2820.9802249999998,2698.851318,2658.0131839999999,2679.1811520000001,2684.8176269999999,2708.3687012]
["2014-06-25T02:00:21",4203,1755.3328859999999,3142.4350589999999,2045.1796879999999,2532.1071780000002,2485.3088379999999,2307.5515140000002,2373.716797,2435.2285160000001,2428.2231449999999,2489.2390140000002,2647.2382809999999,2705.6171880000002,2699.7902829999998,2909.1079100000002,2793.6071780000002,2780.1281739999999,2680.2915039999998,2634.1989749999998,2602.658203,2648.1000979999999,2669.0753907999997]
["2014-06-25T12:00:21.050",4213,2701.4177249999998,3158.5205080000001,2943.7089839999999,3401.3933109999998,2918.2875979999999,3023.5266109999998,3078.4750979999999,3154.9235840000001,3120.173096,3275.5085450000001,3235.2641600000002,3144.9313959999999,2850.1928710000002,2993.7246089999999,2793.9846189999998,2684.6259770000001,2671.8684079999998,2591.4934079999998,2531.6364749999998,2555.7402339999999,2607.0729004]
["2014-06-25T19:00:21.085",4220,2720.100586,3113.1970209999999,3185.4416500000002,2869.4128420000002,2652.313232,2678.4201659999999,2767.813721,3058.7231449999999,2936.2172850000002,3197.4941410000001,3323.748047,3306.8535160000001,2998.7285160000001,3285.6340329999998,3154.7854000000002,3150.7766109999998,3036.8427729999999,3061.0109859999998,3087.0122070000002,3050.3239749999998,3077.1933103999995]
["2014-06-26T05:00:21.135",4230,1504.708374,2818.2333979999999,1803.8354489999999,1976.9792480000001,2198.178711,2104.0363769999999,2116.0078130000002,2310.8967290000001,2172.225586,2191.5744629999999,2252.6396479999999,2211.1982419999999,2166.602539,2295.641846,2253.3703609999998,2299.8339839999999,2310.0747070000002,2331.1171880000002,2329.5900879999999,2412.1584469999998,2336.5548828000001]
["2014-06-26T09:00:21.155",4234,2518.1096189999998,2956.7451169999999,2809.4826659999999,2901.1669919999999,2476.616211,2387.2797850000002,2276.9575199999999,2476.0104980000001,2374.8210450000001,2453.9091800000001,2517.8220209999999,2485.1345209999999,2391.2060550000001,2494.4819339999999,2435.4245609999998,2432.0659179999998,2408.414307,2377.2456050000001,2334.4909670000002,2364.4633789999998,2383.3360351999995]
["2014-06-26T14:00:21.180",4239,2781.436279,3035.3066410000001,3098.040039,3222.6958009999998,2739.8464359999998,2796.7204590000001,2766.411865,2861.8847660000001,2756.352539,2903.1289059999999,2908.1455080000001,2909.5161130000001,2799.4343260000001,3026.9147950000001,2894.7780760000001,2853.0097660000001,2843.0798340000001,2804.4411620000001,2754.5363769999999,2797.8908689999998,2810.5916016000001]
["2014-06-26T23:00:21.225",4248,2184.8720699999999,2862.163818,2447.6896969999998,3200.235596,2939.1596679999998,3023.578857,3222.9016109999998,2946.881836,2975.1403810000002,2866.6647950000001,2839.6762699999999,2770.4348140000002,2615.1245119999999,2723.8100589999999,2663.3020019999999,2703.165039,2609.5363769999999,2617.493164,2711.8432619999999,2738.3955080000001,2676.0866699999997]
["2014-06-27T07:00:21.265",4256,2292.945557,2904.4626459999999,2426.6030270000001,2121.8161620000001,2204.399414,2044.6015629999999,1988.7919919999999,2205.976318,2027.6633300000001,2015.6549070000001,2070.0703130000002,2021.4194339999999,2001.4239500000001,2101.0280760000001,2091.533203,2165.1062010000001,2166.79126,2188.36499,2147.4951169999999,2217.9560550000001,2177.1427246000003]
["2014-06-27T13:00:21.295",4262,2804.0434570000002,2762.8032229999999,2881.3767090000001,3176.171875,2676.889404,2778.967529,2805.1293949999999,2875.639893,2795.7185060000002,2925.967529,2875.7312010000001,2863.0747070000002,2730.2202149999998,2931.5410160000001,2782.0939939999998,2720.9079590000001,2712.313721,2628.2082519999999,2587.1992190000001,2613.619385,2652.4497072000004]
["2014-06-28T00:00:21.350",4273,1527.902832,2280.539307,1513.3229980000001,1608.0905760000001,2122.861328,2085.7001949999999,2560.883057,2454.216797,2552.297607,2478.7817380000001,2503.055664,2499.875,2520.2182619999999,2609.4445799999999,2573.9052729999999,2611.0065920000002,2540.2368160000001,2548.286865,2624.6225589999999,2656.5009770000001,2596.1307618000001]
["2014-06-28T06:00:21.380",4279,1970.1014399999999,2330.4038089999999,1837.234009,1977.900879,1987.1877440000001,1880.117798,1817.81897,2014.685913,1875.4498289999999,1856.540283,1885.7360839999999,1836.50415,1747.7753909999999,1810.6362300000001,1774.643188,1870.425659,1928.94397,1999.0058590000001,1986.3079829999999,2088.1279300000001,1974.5622801999998]
["2014-06-28T17:00:21.435",4290,1873.0722659999999,2289.1765140000002,1791.9608149999999,1801.626953,1941.0397949999999,1860.341553,1950.9858400000001,2186.1560060000002,2064.6347660000001,2169.6613769999999,2245.1179200000001,2239.3229980000001,2163.4504390000002,2359.3059079999998,2347.2739259999998,2446.8845209999999,2427.9936520000001,2528.071289,2484.1220699999999,2573.4033199999999,2492.0949704]
["2014-06-28T18:00:21.440",4291,1742.910889,2307.7995609999998,1712.825439,1834.2825929999999,1908.2548830000001,1789.6201169999999,1879.1202390000001,2143.4350589999999,2044.82312,2162.4726559999999,2254.6381839999999,2248.2089839999999,2141.3471679999998,2324.3156739999999,2299.1215820000002,2414.436768,2360.795654,2468.0541990000002,2452.0041500000002,2529.1154790000001,2444.8812499999999]
["2014-06-29T02:00:21.480",4299,1807.1998289999999,2230.9936520000001,1660.0529790000001,1757.260986,1916.850952,1804.1942140000001,1972.3608400000001,1949.9223629999999,1893.3861079999999,1767.434692,1685.7326660000001,1666.2817379999999,1733.317505,1750.0882570000001,1733.981689,1768.9814449999999,1832.9530030000001,1831.0527340000001,1793.8585210000001,1937.517212,1832.8725829999998]
["2014-06-29T11:00:21.525",4308,2195.1132809999999,2154.6992190000001,1824.18103,2036.853638,1946.5301509999999,1871.047241,1944.729126,2057.8598630000001,1995.86438,2080.9963379999999,2082.1057129999999,2093.5346679999998,2091.32251,2119.9414059999999,2134.015625,2172.2165530000002,2171.1635740000002,2153.2170409999999,2112.1928710000002,2158.8623050000001,2153.5304688000001]
["2014-06-29T19:00:21.565",4316,2472.9970699999999,2140.5585940000001,2204.1379390000002,2035.8819579999999,1920.4788820000001,1839.079346,1834.0570070000001,2004.8833010000001,1886.974365,1948.580078,1970.5004879999999,1960.9041749999999,1920.825073,2005.6560059999999,1981.4704589999999,2059.5251459999999,2010.013672,2037.7186280000001,2066.1132809999999,2125.6208499999998,2059.7983153999999]
["2014-06-30T04:00:21.610",4325,1589.929077,1899.6953129999999,1483.091553,1505.923706,1642.5063479999999,1539.673828,1516.794922,1760.388062,1679.7818600000001,1776.5269780000001,1862.512207,1912.7154539999999,1924.9023440000001,1996.3004149999999,1963.7639160000001,1969.6213379999999,1961.276245,1904.892822,1817.0462649999999,1902.0850829999999,1910.9843505999997]
["2014-06-30T09:00:21.635",4330,1769.314697,1887.3330080000001,1553.0852050000001,1624.599121,1665.580078,1529.248047,1535.9422609999999,1741.606812,1703.248169,1788.161987,1850.9882809999999,1879.1138920000001,1885.005615,1937.474731,1944.4838870000001,2020.7358400000001,2002.289673,2010.896606,1995.828857,2038.1889650000001,2013.5879881999997]
["2014-06-30T21:00:21.695",4342,2189.1096189999998,1844.387573,1946.765991,2082.423828,1809.9139399999999,1750.068726,1713.5729980000001,1847.594971,1787.294922,1869.255005,1904.746216,1931.474731,1906.2028809999999,1936.8450929999999,1924.1519780000001,1952.0185550000001,1908.570923,1891.2799070000001,1865.4632570000001,1935.905884,1910.6477052000002]
["2014-06-30T23:00:21.705",4344,1762.833862,1778.161499,1550.850952,1973.8823239999999,1836.693726,1794.7224120000001,1842.9149170000001,1864.015991,1829.980225,1841.4716800000001,1853.1826169999999,1883.02063,1912.0981449999999,1928.724365,1938.1710210000001,1959.1842039999999,1931.768188,1897.611938,1857.507568,1938.876953,1916.9897702000003]
["2014-07-01T06:00:21.740",4351,1295.498047,1770.3330080000001,1397.5142820000001,1401.828125,1515.7875979999999,1379.329346,1325.3427730000001,1537.4097899999999,1444.3032229999999,1498.6188959999999,1541.5657960000001,1567.9285890000001,1598.610107,1636.2418210000001,1648.506592,1742.928711,1754.949707,1768.189331,1758.5283199999999,1847.030518,1774.3253173999997]
["2014-07-01T20:00:21.810",4365,2127.1994629999999,2615.1918949999999,2020.2124020000001,1962.092163,1978.1082759999999,1811.2200929999999,1833.54126,1983.0483400000001,1857.119751,1954.1521,1978.017822,2002.0363769999999,1960.154297,2010.001221,1979.8969729999999,2001.4263920000001,1930.3414310000001,1889.856689,1836.5391850000001,1908.6134030000001,1913.3554199999999]
["2014-07-01T23:00:21.825",4368,2134.876953,2583.0441890000002,2154.2485350000002,2017.2891850000001,2040.737061,1864.2751459999999,1922.890991,1970.8104249999999,1908.4388429999999,1928.3135990000001,1933.584717,1942.544312,1954.367432,1973.3229980000001,1977.7685550000001,2015.244751,1968.310303,1932.938232,1909.522217,1976.968018,1960.5967042]
["2014-07-02T06:00:21.860",4375,1357.0864260000001,2618.8173830000001,1636.509644,1714.043457,1892.7924800000001,1672.215942,1645.6533199999999,1820.4918210000001,1688.295288,1710.2619629999999,1724.2886960000001,1719.6811520000001,1730.4929199999999,1780.986572,1785.8041989999999,1856.030518,1847.077759,1826.737427,1775.487183,1860.083496,1833.0832765999999]
["2014-07-02T16:00:21.910",4385,2402.8208009999998,2693.4213869999999,2503.8039549999999,2948.5046390000002,2514.8781739999999,2499.1311040000001,2460.0717770000001,2459.5141600000002,2301.953857,2337.8103030000002,2286.7358399999998,2263.2314449999999,2166.9594729999999,2228.3977049999999,2167.9196780000002,2163.123047,2133.7382809999999,2096.748779,2008.5482179999999,2089.3500979999999,2098.3016846]
["2014-07-02T20:00:21.930",4389,3344.6958009999998,2738.3793949999999,2864.9411620000001,3081.6608890000002,2409.3930660000001,2342.6933589999999,2140.9460450000001,2294.7973630000001,2136.9702149999998,2297.0783689999998,2349.5683589999999,2368.4316410000001,2283.4497070000002,2383.648682,2314.3498540000001,2323.1982419999999,2233.5063479999999,2196.0397950000001,2157.1872560000002,2206.1096189999998,2223.2082519999994]
["2014-07-03T09:00:21.995",4402,1988.395874,2529.335693,2236.8142090000001,2012.049927,2069.381836,1932.9183350000001,2004.94165,2134.2854000000002,2056.1801759999998,2090.3171390000002,2097.108643,2069.1755370000001,2002.9067379999999,2015.223755,1982.936768,2017.431519,1992.690918,1988.596558,1938.462524,2017.409668,1990.9182374]
["2014-07-03T17:00:22.035",4410,1831.47522,2517.7321780000002,2275.1750489999999,2837.3952640000002,2492.8701169999999,2611.8767090000001,2644.8073730000001,2711.6767580000001,2525.6872560000002,2615.7058109999998,2567.1433109999998,2543.80249,2422.9440920000002,2563.3645019999999,2485.608643,2475.3498540000001,2429.0485840000001,2390.5104980000001,2305.290039,2373.7058109999998,2394.7809571999996]
["2014-07-03T18:00:22.040",4411,1780.634888,2547.3303219999998,2316.0053710000002,2397.876953,2325.349365,2391.6633299999999,2560.3476559999999,2706.5122070000002,2550.9152829999998,2661.382568,2617.406982,2574.7834469999998,2412.5222170000002,2558.4553219999998,2482.7695309999999,2496.5678710000002,2436.6621089999999,2416.0197750000002,2346.0629880000001,2409.5751949999999,2420.9775875999999]
["2014-07-04T07:00:22.105",4424,1430.6088870000001,2648.5195309999999,1842.751221,1942.6635739999999,2036.00415,1904.3585210000001,1838.6080320000001,2044.7100829999999,1857.4616699999999,1906.3479,1947.0620120000001,1939.3476559999999,1946.3264160000001,2005.163086,1989.145264,2029.709961,2017.2238769999999,2007.1362300000001,1945.392456,2045.769409,2009.0463866000002]
["2014-07-04T11:00:22.125",4428,2405.3393550000001,2726.4660640000002,2764.0034179999998,3234.8679200000001,2656.1340329999998,2701.1000979999999,2687.7294919999999,2601.7578130000002,2511.4267580000001,2491.036865,2424.1264649999998,2394.161865,2277.2001949999999,2323.0327149999998,2258.571289,2239.9970699999999,2199.493164,2143.4650879999999,2082.7768550000001,2140.6994629999999,2161.2863279999997]
["2014-07-04T17:00:22.155",4434,2056.0729980000001,2774.4521479999999,2714.7871089999999,3042.1723630000001,2706.3706050000001,2886.5603030000002,2950.4814449999999,2987.5920409999999,2779.8415530000002,2792.2517090000001,2703.7001949999999,2653.8562010000001,2504.9152829999998,2702.7934570000002,2633.008789,2653.3967290000001,2614.5932619999999,2598.5288089999999,2538.0310060000002,2595.6655270000001,2600.0430666000002]
["2014-07-05T04:00:22.210",4445,1308.6488039999999,2363.001221,1647.9121090000001,1523.4754640000001,1835.431885,1760.190308,1840.8579099999999,2131.1918949999999,2058.8872070000002,2081.288818,2127.5708009999998,2082.5786130000001,2176.4135740000002,2355.9895019999999,2407.671143,2497.6508789999998,2489.084961,2418.8168949999999,2369.6267090000001,2432.173828,2441.4706544000001]
["2014-07-05T13:00:22.255",4454,2521.2546390000002,2233.3408199999999,2827.4492190000001,3224.4194339999999,2566.2983399999998,2755.5717770000001,2756.4223630000001,2809.0405270000001,2809.8979490000002,2924.7639159999999,2876.7902829999998,2851.5844729999999,2717.8085940000001,2849.9331050000001,2731.1044919999999,2685.758789,2675.5639649999998,2591.8784179999998,2555.0629880000001,2565.3947750000002,2614.7317869999997]
["2014-07-05T20:00:22.290",4461,2211.8718260000001,1977.646362,2700.3542480000001,2977.1320799999999,2408.3723140000002,2646.6594239999999,2683.9946289999998,2873.6137699999999,2699.8569339999999,2889.1721189999998,2964.6645509999998,2978.2128910000001,2724.5720209999999,3009.4194339999999,2867.0283199999999,2878.588135,2723.2416990000002,2728.4328609999998,2707.3991700000001,2731.8879390000002,2753.9099608000001]
["2014-07-06T06:00:22.340",4471,1438.1342770000001,1724.877808,1534.856689,1535.2438959999999,1619.2677000000001,1534.611328,1397.4898679999999,1666.3134769999999,1522.243774,1534.0245359999999,1618.708862,1637.006836,1683.900513,1780.177856,1765.966064,1879.128052,1928.0783690000001,1998.678711,1953.30188,2083.9897460000002,1968.6353515999999]
["2014-07-06T13:00:22.375",4478,1655.3514399999999,1613.2501219999999,1546.64624,1717.807861,1820.9554439999999,1890.2459719999999,2002.029297,2101.736328,2060.775635,2209.601807,2234.97876,2285.5522460000002,2304.1091310000002,2425.5339359999998,2386.9565429999998,2390.6770019999999,2423.0124510000001,2363.9499510000001,2307.436279,2357.5229490000002,2368.5197263999999]
["2014-07-06T15:00:22.385",4480,1915.768188,1608.0241699999999,1576.7510990000001,1622.6545410000001,1624.274414,1625.996582,1672.093384,1982.3842770000001,1948.7963870000001,2163.2058109999998,2214.6176759999998,2238.7060550000001,2222.1062010000001,2369.0913089999999,2355.030029,2397.6511230000001,2436.9978030000002,2447.336914,2366.9165039999998,2462.1352539999998,2422.2075195999996]
["2014-07-07T03:00:22.445",4492,1104.677246,1604.636475,1186.818481,1124.296509,1339.457275,1213.332275,1233.466919,1480.9842530000001,1437.991943,1477.185669,1481.698486,1505.109009,1604.644775,1650.1072999999999,1636.6195070000001,1676.228638,1747.0081789999999,1708.743408,1651.9542240000001,1802.923828,1717.3716553999998]
["2014-07-07T08:00:22.470",4497,1354.405029,1735.009888,1307.8270259999999,1355.185913,1498.608154,1385.616211,1416.0428469999999,1625.6826169999999,1538.94751,1592.8920900000001,1611.4846190000001,1620.530029,1514.9486079999999,1515.764404,1507.7364500000001,1561.4506839999999,1556.653198,1535.3901370000001,1501.005005,1572.9730219999999,1545.4944092000001]
["2014-07-07T17:00:22.515",4506,1454.0607910000001,2089.4030760000001,1567.0943600000001,1600.4106449999999,1697.606323,1567.9746090000001,1566.99585,1798.659668,1634.2664789999999,1710.4141850000001,1688.075317,1686.2689210000001,1646.9373780000001,1739.380249,1720.211914,1806.891846,1825.5462649999999,1876.205933,1806.5830080000001,1933.34375,1849.7141604000001]
["2014-07-08T01:00:22.555",4514,1070.9982910000001,2093.5634770000001,1262.1319579999999,2179.9169919999999,2002.628052,1938.4129640000001,1979.830078,1948.583496,1920.141846,1948.7288820000001,1968.2476810000001,2016.8985600000001,2041.716187,1989.571533,1934.093384,1837.187134,1818.966553,1735.9494629999999,1675.5023189999999,1778.0295410000001,1769.1270019999999]
["2014-07-08T07:00:22.585",4520,1463.6694339999999,2290.7456050000001,1775.8011469999999,1769.751221,1836.618408,1685.134033,1622.27124,1734.8134769999999,1593.664307,1590.1597899999999,1625.6008300000001,1621.9798579999999,1587.1994629999999,1632.362183,1641.294067,1738.4765629999999,1722.759033,1714.1453859999999,1681.0545649999999,1739.8041989999999,1719.2479491999998]
["2014-07-08T18:00:22.640",4531,2047.1679690000001,2391.2182619999999,2624.3161620000001,2766.1750489999999,2368.6032709999999,2530.6767580000001,2690.1657709999999,2869.650635,2677.1279300000001,2699.0708009999998,2543.1127929999998,2457.897461,2208.618164,2301.4147950000001,2197.8020019999999,2192.6220699999999,2125.5354000000002,2127.2871089999999,2054.0214839999999,2132.0998540000001,2126.3131834000001]
["2014-07-09T00:00:22.670",4537,1553.306519,2322.2387699999999,1929.7536620000001,2528.0437010000001,2239.642578,2238.9750979999999,2393.8342290000001,2397.0058589999999,2445.7385250000002,2461.2392580000001,2473.3420409999999,2489.9804690000001,2477.5490719999998,2495.249268,2463.5463869999999,2424.8715820000002,2334.9389649999998,2285.005615,2285.7001949999999,2331.9797359999998,2332.4992185999999]
["2014-07-09T03:00:22.685",4540,1233.9410399999999,2319.0500489999999,1702.408081,1878.5581050000001,1951.557129,1834.7867429999999,1849.7570800000001,1980.2200929999999,1957.859009,1988.961182,2086.7978520000001,2103.5998540000001,2190.5317380000001,2285.094482,2255.6188959999999,2271.8405760000001,2251.6499020000001,2203.4433589999999,2142.0888669999999,2232.4934079999998,2220.3032223999999]
["2014-07-09T14:00:22.740",4551,2187.7609859999998,2425.554932,2709.1694339999999,2892.2341310000002,2426.9411620000001,2533.561768,2521.6828609999998,2625.6652829999998,2534.4809570000002,2673.2680660000001,2651.577393,2651.522461,2561.1748050000001,2677.9167480000001,2604.0998540000001,2553.923828,2543.6091310000002,2490.8532709999999,2388.8159179999998,2455.7302249999998,2486.5864745999997]
["2014-07-09T20:00:22.770",4557,2305.0935060000002,2410.0219729999999,2636.8522950000001,2790.1674800000001,2292.6921390000002,2275.5920409999999,2213.2353520000001,2381.5610350000002,2291.9858399999998,2463.6533199999999,2582.1560060000002,2629.0639649999998,2530.6396479999999,2694.216797,2622.9877929999998,2672.3459469999998,2541.5522460000002,2550.6831050000001,2558.6003420000002,2581.2094729999999,2580.8782226000003]
["2014-07-10T04:00:22.810",4565,1443.68103,2302.607422,1843.4876710000001,1877.1779790000001,1939.5161129999999,1859.6910399999999,1824.528442,2003.162842,1885.5595699999999,1937.389038,1990.549927,1999.900513,2051.564453,2154.7563479999999,2131.2451169999999,2167.8625489999999,2162.7282709999999,2129.6743160000001,2059.4792480000001,2175.5510250000002,2139.0590818000001]
["2014-07-10T13:00:22.855",4574,2819.968018,2614.1472170000002,2730.9614259999998,3103.4333499999998,2500.7705080000001,2528.6513669999999,2414.7995609999998,2457.3989259999998,2366.8596189999998,2461.5717770000001,2463.053711,2476.2153320000002,2445.9677729999999,2567.713135,2525.1091310000002,2535.5627439999998,2518.5026859999998,2470.2509770000001,2401.0959469999998,2462.9975589999999,2477.6819826000001]
["2014-07-10T18:00:22.880",4579,1760.4255370000001,2655.548096,2275.7902829999998,2325.6823730000001,2313.9313959999999,2328.9970699999999,2497.6259770000001,2655.5327149999998,2494.1252439999998,2612.5302729999999,2606.4643550000001,2577.6667480000001,2428.3251949999999,2602.9572750000002,2510.1752929999998,2541.0827640000002,2457.1137699999999,2460.5317380000001,2420.8933109999998,2494.4584960000002,2474.8160158000001]
["2014-07-11T06:00:22.940",4591,1651.203125,2845.7509770000001,2180.8085940000001,2269.8527829999998,2230.9357909999999,2130.9580080000001,2061.1469729999999,2239.3129880000001,2065.5263669999999,2118.969482,2164.9873050000001,2164.1054690000001,2124.3728030000002,2213.282471,2166.7133789999998,2186.8928219999998,2165.7409670000002,2133.5058589999999,2071.1911620000001,2146.9628910000001,2140.8587401999998]
["2014-07-11T07:00:22.945",4592,1775.315552,2913.0527339999999,2262.563232,2407.1108399999998,2305.6064449999999,2219.2304690000001,2173.876221,2344.0471189999998,2172.1210940000001,2202.8952640000002,2209.9636230000001,2174.1892090000001,2112.6843260000001,2203.7226559999999,2174.313232,2212.9121089999999,2194.9453130000002,2167.4558109999998,2117.6918949999999,2174.5654300000001,2173.5141116000004]
["2014-07-11T17:00:22.995",4602,1991.8133539999999,3199.514404,2717.8725589999999,3080.42749,2878.3642580000001,2987.326904,3107.3308109999998,3080.7426759999998,2904.7382809999999,2907.5424800000001,2843.7102049999999,2787.3847660000001,2597.6616210000002,2798.4624020000001,2695.798828,2698.9504390000002,2636.5744629999999,2628.2409670000002,2596.1958009999998,2639.9333499999998,2639.9790039999998]
["2014-07-12T00:00:23.030",4609,1946.321655,3157.554443,2205.7448730000001,3168.4255370000001,2757.344482,2752.086914,2936.7578130000002,2935.8752439999998,2931.585693,2879.9685060000002,2821.079346,2763.828857,2612.3754880000001,2680.548828,2579.3977049999999,2551.2297359999998,2458.3366700000001,2437.5866700000001,2442.0251459999999,2499.2717290000001,2477.6899902]
["2014-07-12T07:00:23.065",4616,1944.4368899999999,3190.1103520000001,2504.1389159999999,2664.3510740000002,2531.5161130000001,2449.4641109999998,2412.0366210000002,2573.842529,2431.2761230000001,2450.4780270000001,2486.4785160000001,2416.6130370000001,2294.4094239999999,2377.3645019999999,2328.8496089999999,2358.5278320000002,2348.6765140000002,2362.7314449999999,2337.3876949999999,2389.014404,2359.267578]
["2014-07-12T17:00:23.115",4626,2301.7629390000002,2855.7333979999999,2677.766846,3191.330078,2939.804443,3234.9421390000002,3390.4194339999999,3378.2536620000001,3208.0395509999998,3172.3564449999999,3086.3271479999999,2996.6137699999999,2756.0358890000002,3023.1621089999999,2919.6254880000001,2920.9868160000001,2875.1999510000001,2874.9003910000001,2869.2585450000001,2896.8107909999999,2887.4312988000001]
["2014-07-13T00:00:23.150",4633,1782.8551030000001,2545.796875,2028.800293,2326.8767090000001,2441.0900879999999,2417.5295409999999,2682.2385250000002,2622.5981449999999,2688.7915039999998,2688.8100589999999,2752.8999020000001,2736.8415530000002,2663.750732,2740.9296880000002,2680.0002439999998,2683.9038089999999,2597.7822270000001,2601.133057,2651.1345209999999,2693.9418949999999,2645.5791018]
["2014-07-13T10:00:23.200",4643,2816.0520019999999,2430.1586910000001,2181.9902339999999,2560.5673830000001,2302.508789,2301.1188959999999,2321.280518,2515.055664,2440.0441890000002,2565.031982,2605.4982909999999,2566.5764159999999,2420.470703,2541.311768,2459.3911130000001,2480.5559079999998,2473.0625,2470.213135,2454.9279790000001,2489.5246579999998,2473.6568360000001]
["2014-07-13T14:00:23.220",4647,3601.8779300000001,2301.2851559999999,2245.8364259999998,2489.4792480000001,2204.1877439999998,2198.6032709999999,2198.1757809999999,2393.7465820000002,2349.0771479999999,2523.4350589999999,2587.030029,2610.8823240000002,2565.8869629999999,2762.2338869999999,2702.367432,2716.6264649999998,2715.2619629999999,2708.2316890000002,2682.8610840000001,2727.4223630000001,2710.0807128000001]
["2014-07-13T19:00:23.245",4652,3544.9858399999998,2281.1665039999998,2694.8527829999998,1912.9682620000001,1952.2985839999999,1856.250732,1900.4766850000001,2155.3579100000002,2051.642578,2205.235596,2339.763672,2363.483643,2311.7114259999998,2492.8554690000001,2448.4448240000002,2530.0131839999999,2464.1647950000001,2524.7072750000002,2537.2795409999999,2602.298096,2531.6925782000003]
["2014-07-14T04:00:23.290",4661,1238.346313,1958.1467290000001,1363.602905,1348.9678960000001,1563.85376,1419.1069339999999,1380.162476,1660.5179439999999,1573.8194579999999,1635.9106449999999,1705.9343260000001,1742.7202150000001,1823.3935550000001,1921.413818,1931.0463870000001,2002.7464600000001,2043.5321039999999,2045.0010990000001,2002.0776370000001,2110.6606449999999,2040.8035889999999]
["2014-07-14T12:00:23.330",4669,1760.3336179999999,1895.5273440000001,1471.063721,1614.6270750000001,1691.3862300000001,1583.083496,1622.3781739999999,1830.715942,1788.123047,1892.9916989999999,1925.9807129999999,1976.1899410000001,2027.0972899999999,2109.9885250000002,2109.2116700000001,2161.6423340000001,2164.008789,2142.641846,2120.2009280000002,2180.9111330000001,2153.8810060000001]
["2014-07-14T18:00:23.360",4675,1568.1104740000001,1970.9495850000001,1591.201904,1578.8260499999999,1677.2073969999999,1581.2574460000001,1668.768188,1914.0672609999999,1795.9104,1868.0892329999999,1867.2827150000001,1853.997437,1788.6400149999999,1887.3736570000001,1860.2957759999999,1941.16626,1927.491577,1973.4517820000001,1943.7493899999999,2048.358643,1966.8435304]
["2014-07-15T05:00:23.415",4686,1083.7738039999999,1887.488159,1307.088379,1307.2039789999999,1487.5142820000001,1317.703125,1243.493164,1496.4501949999999,1385.231323,1431.9407960000001,1479.982544,1509.8632809999999,1534.416504,1598.838013,1595.9404300000001,1678.7486570000001,1709.4848629999999,1711.854004,1660.9351810000001,1765.70813,1705.3461669999997]
["2014-07-15T11:00:23.445",4692,1501.8226320000001,2129.882568,1554.0523679999999,1683.7761230000001,1736.7060550000001,1576.9334719999999,1614.9853519999999,1747.5557859999999,1706.201294,1771.008789,1766.0913089999999,1797.5631100000001,1800.9766850000001,1809.381226,1814.1918949999999,1844.5123289999999,1846.632568,1814.0543210000001,1788.614746,1844.614624,1827.6857176000001]
["2014-07-15T22:00:23.500",4703,2480.8530270000001,2621.1301269999999,2226.2595209999999,2570.6875,2293.6245119999999,2153.2241210000002,2081.5351559999999,1973.0859379999999,1889.674927,1880.1485600000001,1898.7387699999999,1920.2817379999999,1927.440918,1946.0699460000001,1944.0816649999999,1967.2021480000001,1913.1573490000001,1876.5828859999999,1872.7109379999999,1921.8671879999999,1910.3041017999999]
["2014-07-16T01:00:23.515",4706,1871.7982179999999,2493.907471,2065.890625,1673.6405030000001,1948.3977050000001,1782.265259,1956.2264399999999,2010.4888920000001,1964.5031739999999,2007.6621090000001,2010.846313,2016.141357,1999.5939940000001,1970.158081,1923.2142329999999,1896.2506100000001,1889.135376,1840.7076420000001,1802.052612,1891.187134,1863.8666748000001]
["2014-07-16T07:00:23.545",4712,1571.1739500000001,2637.5415039999998,1789.211182,1836.2102050000001,1951.8454589999999,1762.2895510000001,1749.209351,1908.5648189999999,1760.8359379999999,1797.6583250000001,1813.630981,1815.150269,1782.3100589999999,1824.3233640000001,1811.740845,1854.445923,1816.373779,1795.7174070000001,1759.7152100000001,1831.4399410000001,1811.538452]
["2014-07-16T15:00:23.585",4720,2261.3879390000002,2845.3308109999998,2033.648682,2206.400635,2192.3522950000001,2028.8917240000001,2017.163086,2173.0327149999998,2027.392212,2099.626221,2088.626221,2093.5966800000001,2073.2785640000002,2143.1665039999998,2104.5490719999998,2111.3276369999999,2104.9670409999999,2076.3083499999998,1986.894775,2079.556885,2071.8109376000002]
["2014-07-17T00:00:23.630",4729,2093.6679690000001,2724.3991700000001,1662.1186520000001,2630.8073730000001,2394.7509770000001,2297.6210940000001,2398.0683589999999,2383.9221189999998,2360.1926269999999,2361.493164,2326.9484859999998,2291.094482,2239.8232419999999,2254.2541500000002,2230.3723140000002,2235.1301269999999,2185.976807,2144.4921880000002,2115.1120609999998,2176.7753910000001,2171.4973147999999]
["2014-07-17T12:00:23.690",4741,2809.3706050000001,2885.0871579999998,1980.237793,2241.374268,2246.5571289999998,2054.7465820000002,2088.967529,2148.6911620000001,2074.94751,2127.0532229999999,2129.985107,2139.7390140000002,2143.4270019999999,2187.1589359999998,2171.7316890000002,2194.3972170000002,2172.6396479999999,2130.5656739999999,2076.5397950000001,2142.296875,2143.2878418]
["2014-07-17T17:00:23.715",4746,1850.7917480000001,2816.6784670000002,1885.3535159999999,2260.8889159999999,2232.3303219999998,2124.5678710000002,2130.7907709999999,2325.8327640000002,2142.5942380000001,2241.9672850000002,2234.782471,2214.7941890000002,2149.070068,2247.2546390000002,2201.883789,2228.2548830000001,2205.0974120000001,2190.6838379999999,2108.6682129999999,2200.031982,2186.5472656000002]
["2014-07-18T02:00:23.760",4755,1220.8648679999999,2627.0988769999999,1465.996216,1534.5161129999999,1847.5401609999999,1605.1014399999999,1711.864624,1947.148682,1914.7810059999999,2084.4733890000002,2188.514893,2236.889404,2274.8845209999999,2318.3989259999998,2268.343018,2257.039307,2212.4721679999998,2168.6694339999999,2118.2705080000001,2210.876221,2193.4655275999999]
["2014-07-18T11:00:23.805",4764,2665.1003420000002,3001.8183589999999,2110.5195309999999,2207.6945799999999,2251.7404790000001,2049.7553710000002,2115.1120609999998,2208.5227049999999,2117.4929200000001,2201.382568,2194.892578,2201.7058109999998,2151.0847170000002,2182.4106449999999,2137.6833499999998,2138.0859380000002,2096.54126,2035.0541989999999,1985.455322,2046.850342,2060.3974122]
["2014-07-18T19:00:23.845",4772,2901.5375979999999,3198.0070799999999,2341.069336,2178.9970699999999,2273.4123540000001,2081.8911130000001,2134.30249,2347.7385250000002,2173.7270509999998,2318.4633789999998,2365.0659179999998,2360.3547359999998,2246.1245119999999,2382.204346,2315.0959469999998,2353.8242190000001,2267.391357,2256.4023440000001,2194.6259770000001,2261.7490229999999,2266.7985840000001]
["2014-07-19T01:00:23.875",4778,2042.6605219999999,3071.8471679999998,2252.6135250000002,2514.594482,2476.6108399999998,2270.0061040000001,2240.1127929999998,2157.9653320000002,2094.0983890000002,2121.5336910000001,2193.2456050000001,2201.4326169999999,2241.7717290000001,2282.5151369999999,2258.1965329999998,2272.7270509999998,2234.492432,2207.2734380000002,2188.6767580000001,2263.2761230000001,2233.2891604000001]
["2014-07-19T04:00:23.890",4781,1516.1114500000001,3087.2902829999998,1843.517212,1930.160889,2106.88501,1860.5726320000001,1941.1723629999999,2200.9440920000002,2095.7285160000001,2177.9072270000001,2191.6381839999999,2159.1728520000001,2085.344971,2131.01001,2060.4067380000001,2086.9575199999999,2079.0139159999999,2068.9902339999999,2015.5607910000001,2121.554443,2074.4153808000001]
["2014-07-19T11:00:23.925",4788,2872.1040039999998,3205.951172,2581.4724120000001,2929.3552249999998,2654.2885740000002,2568.9938959999999,2667.0603030000002,2657.955078,2568.7634280000002,2566.6857909999999,2491.0058589999999,2438.349365,2328.4191890000002,2371.2873540000001,2324.1374510000001,2311.578125,2266.4521479999999,2210.9973140000002,2152.9223630000001,2196.2177729999999,2227.6335446000003]
["2014-07-19T21:00:23.975",4798,3806.0131839999999,3109.5590820000002,2885.1352539999998,2929.1137699999999,2648.383057,2586.703857,2605.4265140000002,2657.342529,2521.720703,2586.3090820000002,2606.0886230000001,2576.6477049999999,2461.3952640000002,2605.650635,2532.4719239999999,2569.3156739999999,2464.6423340000001,2455.7702640000002,2464.6831050000001,2490.8796390000002,2489.0582032000002]
["2014-07-20T08:00:24.030",4809,2318.8964839999999,2762.235596,2058.0915530000002,2248.1130370000001,2248.46875,2117.8059079999998,2156.654297,2333.9909670000002,2228.133789,2279.494385,2319.3090820000002,2282.4975589999999,2193.3034670000002,2272.716797,2225.9580080000001,2264.5822750000002,2230.1411130000001,2229.5278320000002,2189.6323240000002,2247.8911130000001,2232.3549314000002]
["2014-07-20T14:00:24.060",4815,3194.3220209999999,2519.3491210000002,2238.0122070000002,2273.1152339999999,2215.7866210000002,2160.451904,2210.3833009999998,2380.0307619999999,2284.1220699999999,2394.969482,2410.0192870000001,2410.9541020000001,2386.7277829999998,2528.6423340000001,2488.5791020000001,2506.0458979999999,2506.0839839999999,2489.1843260000001,2445.2226559999999,2506.7478030000002,2490.6569334000001]
["2014-07-20T22:00:24.100",4823,2581.0983890000002,2216.960693,1905.0455320000001,2231.9636230000001,2072.7316890000002,1964.543457,1981.2176509999999,2050.0275879999999,2026.815552,2066.95874,2140.6403810000002,2159.2521969999998,2194.3815920000002,2295.4658199999999,2306.3952640000002,2391.2241210000002,2335.429443,2350.8203130000002,2374.5786130000001,2420.4584960000002,2374.5021972000004]
["2014-07-21T07:00:24.145",4832,1583.4422609999999,1884.913818,1437.876221,1494.546143,1654.132568,1536.6838379999999,1548.0207519999999,1765.224121,1659.412231,1712.405884,1744.5489500000001,1748.6308590000001,1733.8317870000001,1784.888428,1783.2423100000001,1865.4498289999999,1882.099731,1903.8498540000001,1876.4609379999999,1974.197754,1900.4116212000001]
["2014-07-21T12:00:24.170",4837,1808.549927,1799.9746090000001,1427.511841,1552.0584719999999,1648.7589109999999,1549.7574460000001,1598.750366,1794.2126459999999,1743.8498540000001,1844.0389399999999,1868.2835689999999,1906.876587,1936.048462,1989.0432129999999,1993.4628909999999,2041.815186,2048.9782709999999,2030.9528809999999,1989.35022,2069.2866210000002,2036.0766358000001]
["2014-07-21T16:00:24.190",4841,1656.591919,1772.1102289999999,1453.5097659999999,1469.7687989999999,1585.133057,1474.2923579999999,1474.259399,1708.6767580000001,1613.4986570000001,1707.521851,1749.5679929999999,1784.1411129999999,1817.530884,1896.3082280000001,1908.0798339999999,1979.2451169999999,1989.4748540000001,2014.246948,1954.428467,2067.608643,2001.0008057999999]
["2014-07-22T05:00:24.255",4854,1098.589111,1785.5483400000001,1286.6395259999999,1195.2749020000001,1410.0273440000001,1241.377197,1179.7177730000001,1429.628052,1329.9732670000001,1390.9376219999999,1430.7545170000001,1473.6850589999999,1508.6949460000001,1548.2773440000001,1555.13501,1613.764038,1637.678467,1617.916504,1563.9307859999999,1671.6572269999999,1620.9894043999998]
["2014-07-22T09:00:24.275",4858,1455.4774170000001,1920.746948,1438.036255,1455.2197269999999,1573.0692140000001,1406.0382079999999,1425.800659,1594.698486,1531.5787350000001,1580.9571530000001,1583.1209719999999,1609.6854249999999,1590.9335940000001,1587.634033,1601.3017580000001,1651.6226810000001,1649.788818,1632.6170649999999,1602.475342,1675.295044,1642.35979]
["2014-07-22T19:00:24.325",4868,1891.2486570000001,2173.693115,1775.380737,1714.304932,1779.06665,1649.0626219999999,1690.495361,1840.702393,1724.5131839999999,1800.85437,1800.8070070000001,1812.696899,1754.4582519999999,1790.3017580000001,1761.466064,1792.3863530000001,1756.045654,1739.990845,1701.1575929999999,1780.5013429999999,1754.0163576]
["2014-07-23T02:00:24.360",4875,920.72192380000001,2159.6804200000001,1293.862793,1300.927856,1605.1995850000001,1415.0551760000001,1456.932129,1682.1552730000001,1618.2426760000001,1762.1795649999999,1848.2375489999999,1912.767578,1940.007568,1938.2620850000001,1885.604126,1843.3773189999999,1817.3127440000001,1751.0507809999999,1682.339111,1776.3969729999999,1774.0953856000001]
["2014-07-23T09:00:24.395",4882,1763.284302,2399.834961,1669.4298100000001,1940.873169,1928.462769,1748.788452,1777.8671879999999,1876.3393550000001,1802.4129640000001,1828.027832,1811.4846190000001,1806.7242429999999,1754.6342770000001,1751.2542719999999,1739.8220209999999,1779.201904,1757.2196039999999,1736.1936040000001,1694.51062,1760.0947269999999,1745.4440918]
["2014-07-23T19:00:24.445",4892,1724.0897219999999,2608.8767090000001,1772.3104249999999,1936.446899,2021.9663089999999,1855.912231,1918.742798,2068.7902829999998,1943.9820560000001,2033.0371090000001,2052.0664059999999,2051.21875,1966.068237,2018.084106,1977.145264,2011.350342,1952.6923830000001,1947.147217,1887.5352780000001,1964.929443,1952.7309326000002]
["2014-07-23T20:00:24.450",4893,2206.2514649999998,2637.5102539999998,2284.3933109999998,1835.564453,1993.8801269999999,1806.5257570000001,1906.2573239999999,2041.7863769999999,1944.564453,2030.4796140000001,2056.8908689999998,2065.2705080000001,1997.8916019999999,2051.3781739999999,2016.7312010000001,2052.3776859999998,1978.2617190000001,1961.295044,1914.5703129999999,1980.03772,1977.3084964000002]
["2014-07-24T08:00:24.510",4905,1944.2016599999999,2612.1428219999998,1927.7445070000001,2008.350952,2061.7932129999999,1903.7260739999999,1931.913452,2038.4140629999999,1906.935913,1943.088135,1940.5775149999999,1924.2983400000001,1875.3510739999999,1895.0844729999999,1890.9520259999999,1939.314331,1901.109009,1878.830933,1833.4243160000001,1907.6046140000001,1892.0566406000003]
["2014-07-24T13:00:24.535",4910,2365.3085940000001,2620.595703,2058.485596,2296.6826169999999,2165.4628910000001,2034.04187,2041.4578859999999,2139.2707519999999,2052.748779,2122.3852539999998,2115.6606449999999,2125.150635,2125.3796390000002,2157.5820309999999,2145.476318,2160.0595699999999,2139.2460940000001,2091.8378910000001,2020.2583010000001,2094.0522460000002,2101.0908203999998]
["2014-07-24T22:00:24.580",4919,2724.7482909999999,2717.008057,2198.4958499999998,2331.5178219999998,2244.6352539999998,2118.1779790000001,2159.3215329999998,2217.841797,2132.6499020000001,2194.5134280000002,2211.1335450000001,2207.7429200000001,2180.0466310000002,2236.66626,2222.8923340000001,2262.249268,2188.1220699999999,2152.4614259999998,2133.5017090000001,2186.1403810000002,2184.4949707999999]
["2014-07-25T06:00:24.620",4927,1761.170654,2674.6779790000001,1817.033203,1878.4925539999999,1992.8020019999999,1793.14978,1768.7354740000001,1958.1374510000001,1837.205322,1873.2707519999999,1914.682129,1907.9304199999999,1905.609741,1968.2342530000001,1967.9267580000001,2044.8304439999999,2029.2751459999999,2026.296143,1972.4376219999999,2059.0139159999999,2026.3706542]
["2014-07-25T12:00:24.650",4933,2189.0974120000001,3086.7387699999999,2000.5634769999999,2151.6845699999999,2234.5263669999999,2028.4575199999999,2088.13501,2211.2265630000002,2107.7785640000002,2190.7595209999999,2179.5378420000002,2178.9665530000002,2152.7067870000001,2202.0280760000001,2174.4260250000002,2191.2319339999999,2171.0261230000001,2131.7797850000002,2074.7707519999999,2143.086914,2142.3791016]
["2014-07-25T23:00:24.705",4944,3765.5170899999998,3741.0903320000002,3463.2473140000002,2344.9892580000001,2532.4504390000002,2232.9086910000001,2341.1748050000001,2352.0327149999998,2240.3227539999998,2233.4724120000001,2223.34375,2203.4326169999999,2195.8034670000002,2245.1252439999998,2230.9916990000002,2271.1865229999999,2215.0017090000001,2196.7390140000002,2184.827393,2246.1032709999999,2222.7715820000003]
["2014-07-26T05:00:24.735",4950,1711.286255,3677.2102049999999,2040.439331,2107.858154,2356.9360350000002,2066.7260740000002,2031.3076169999999,2271.914307,2050.482422,2237.6423340000001,2318.178711,2366.0358890000002,2324.2121579999998,2405.2404790000001,2294.5009770000001,2236.5898440000001,2165.4233399999998,2097.6484380000002,2028.746582,2118.3139649999998,2129.3444337999999]
["2014-07-26T08:00:24.750",4953,2490.8547359999998,3798.0090329999998,2786.1188959999999,2355.8266600000002,2505.9328609999998,2236.6896969999998,2242.875,2421.2883299999999,2240.7478030000002,2294.7785640000002,2306.1364749999998,2253.5307619999999,2144.2495119999999,2195.9941410000001,2177.1511230000001,2229.3547359999998,2199.5888669999999,2198.602539,2181.6125489999999,2237.2490229999999,2209.2815427999999]
["2014-07-26T19:00:24.805",4964,3763.4260250000002,3420.9726559999999,4099.6142579999996,3501.8210450000001,2952.6679690000001,3095.695557,3082.2124020000001,3354.8251949999999,3134.4592290000001,3262.90625,3166.1052249999998,3049.8471679999998,2744.8857419999999,2898.130615,2761.1311040000001,2719.4040530000002,2629.0285640000002,2582.6389159999999,2553.4165039999998,2589.8076169999999,2614.8591308]
["2014-07-27T01:00:24.835",4970,1880.318115,2704.2546390000002,2455.9575199999999,2673.3317870000001,2452.0520019999999,2465.3520509999998,2715.186768,2910.4133299999999,2960.7067870000001,3162.9746089999999,3201.522461,3227.4313959999999,3045.7770999999998,3198.2373050000001,3043.1684570000002,2933.5786130000001,2773.795654,2679.4052729999999,2655.8073730000001,2675.9147950000001,2743.7003415999998]
["2014-07-27T09:00:24.875",4978,2473.8798830000001,2558.8803710000002,2716.5810550000001,3012.3569339999999,2482.8012699999999,2501.820557,2358.5932619999999,2578.2475589999999,2467.4807129999999,2510.3439939999998,2562.7856449999999,2493.7963869999999,2417.338135,2611.6579590000001,2558.3552249999998,2618.905029,2579.774414,2577.5732419999999,2549.1437989999999,2577.4379880000001,2580.5668943999999]
["2014-07-27T18:00:24.920",4987,2468.8466800000001,2374.283203,2757.0651859999998,2949.297607,2506.6933589999999,2686.84375,2675.8933109999998,2848.8100589999999,2747.7062989999999,2852.7683109999998,2900.9816890000002,2856.9414059999999,2675.3247070000002,2935.30249,2865.9079590000001,2886.9086910000001,2853.9089359999998,2870.5209960000002,2845.6604000000002,2881.1164549999999,2867.6230955999999]
["2014-07-27T23:00:24.945",4992,2304.1508789999998,2281.2866210000002,2418.2478030000002,2487.9841310000002,2276.0563959999999,2228.3183589999999,2370.8615719999998,2397.5649410000001,2435.0639649999998,2517.0227049999999,2613.8798830000001,2642.4604490000002,2619.44751,2793.5883789999998,2759.1171880000002,2837.6203609999998,2752.580078,2780.9208979999999,2849.6513669999999,2861.0187989999999,2816.3583005999999]
["2014-07-28T11:00:25.005",5004,1882.5952150000001,2421.3747560000002,1683.341064,1864.1850589999999,1946.3804929999999,1811.07251,1878.3995359999999,2074.1982419999999,2012.2333980000001,2117.0356449999999,2141.9753420000002,2154.5739749999998,2127.376221,2185.1054690000001,2149.991943,2172.1313479999999,2166.2028810000002,2127.9304200000001,2082.9782709999999,2152.1164549999999,2140.2718749999999]
["2014-07-28T16:00:25.030",5009,2378.9047850000002,2667.2482909999999,2638.251221,1906.3748780000001,2015.61853,1859.798828,1865.847534,2111.4106449999999,1955.305664,2079.7041020000001,2109.421875,2119.2639159999999,2112.6472170000002,2242.5727539999998,2226.1589359999998,2283.5639649999998,2292.9067380000001,2313.1357419999999,2250.6408689999998,2358.399414,2299.7293455999998]
["2014-07-28T20:00:25.050",5013,2605.1772460000002,2767.7260740000002,2685.7434079999998,2846.5090329999998,2435.8203130000002,2349.571289,2408.436768,2476.804932,2377.3271479999999,2412.5532229999999,2373.866211,2297.796875,2122.3093260000001,2208.0173340000001,2157.2370609999998,2231.3752439999998,2166.3698730000001,2202.1215820000002,2200.016846,2282.7229000000002,2216.5212890000003]
["2014-07-29T06:00:25.100",5023,1308.6286620000001,2717.7014159999999,1720.528687,1730.501221,1916.935547,1694.7860109999999,1647.1635739999999,1847.2863769999999,1712.7613530000001,1721.0988769999999,1793.1762699999999,1783.5775149999999,1783.801514,1876.3717039999999,1870.4857179999999,1942.428467,1919.0395510000001,1909.4361570000001,1846.28772,1943.430908,1912.1245606]
["2014-07-29T13:00:25.135",5030,2545.326172,2924.96875,2869.8020019999999,3286.3398440000001,2690.9448240000002,2726.9951169999999,2712.6628420000002,2754.0517580000001,2659.8347170000002,2715.9248050000001,2615.0395509999998,2551.3237300000001,2373.764404,2411.9750979999999,2295.235596,2256.2309570000002,2261.0441890000002,2207.5339359999998,2157.5119629999999,2205.4020999999998,2217.544629]
["2014-07-29T20:00:25.170",5037,2724.272461,2907.5554200000001,3252.623047,3280.8259280000002,2728.2241210000002,2833.7541500000002,2862.7851559999999,2978.126221,2809.5483399999998,2989.2478030000002,3013.2658689999998,3008.7204590000001,2719.8710940000001,2920.6999510000001,2770.5358890000002,2732.8933109999998,2582.3959960000002,2557.4404300000001,2535.3527829999998,2535.4514159999999,2588.7067871999998]
["2014-07-30T06:00:25.220",5047,1636.3790280000001,2879.4279790000001,2002.625,2043.4780270000001,2150.0385740000002,1989.154419,1858.1102289999999,2099.4589839999999,1909.2551269999999,1940.881592,2038.6007079999999,2035.719116,2012.4807129999999,2117.5622560000002,2054.445557,2112.139893,2117.9731449999999,2149.1694339999999,2132.0192870000001,2214.3725589999999,2145.1348635999993]
["2014-07-30T15:00:25.265",5056,2486.3127439999998,3076.5422359999998,3034.4240719999998,3240.4897460000002,2759.3017580000001,2877.3508299999999,2831.3823240000002,2971.0910640000002,2816.6899410000001,2974.8154300000001,2939.8461910000001,2940.41626,2815.1428219999998,3095.1215820000002,2972.7006839999999,2910.750732,2884.4047850000002,2801.713135,2705.8085940000001,2738.1437989999999,2808.164209]
["2014-07-30T19:00:25.285",5060,2473.991211,3142.2546390000002,3062.241943,3150.1147460000002,2746.8374020000001,2808.005615,2845.0998540000001,3022.3862300000001,2858.5844729999999,2969.6030270000001,3000.4702149999998,2964.8034670000002,2724.1784670000002,2968.273682,2881.9235840000001,2918.0581050000001,2804.974365,2840.2978520000001,2837.1547850000002,2856.4072270000001,2851.3784667999998]
["2014-07-31T08:00:25.350",5073,2838.3220209999999,3041.1213379999999,3032.1535640000002,2332.0178219999998,2367.5402829999998,2267.2202149999998,2267.9829100000002,2465.0854490000002,2296.1875,2337.2070309999999,2351.0515140000002,2290.7416990000002,2176.892578,2244.3620609999998,2211.2082519999999,2236.0161130000001,2218.4555660000001,2179.6784670000002,2128.4003910000001,2176.9057619999999,2187.8912597999997]
["2014-07-31T09:00:25.355",5074,2968.111328,3086.3422850000002,3089.4255370000001,3407.1516109999998,2640.0415039999998,2581.6997070000002,2367.2265630000002,2555.2370609999998,2426.517578,2495.086914,2503.367432,2445.4692380000001,2299.2280270000001,2351.0473630000001,2301.381836,2315.2121579999998,2298.2189939999998,2261.6247560000002,2223.701172,2255.9350589999999,2270.9384277999998]
["2014-07-31T17:00:25.395",5082,2779.1865229999999,3037.7717290000001,3173.4858399999998,3354.9602049999999,2954.1069339999999,3184.5578609999998,3214.318115,3243.6137699999999,3021.9936520000001,3035.6472170000002,2969.1657709999999,2901.5500489999999,2669.857422,2958.0390630000002,2858.4948730000001,2893.1909179999998,2846.2895509999998,2867.7138669999999,2861.405029,2906.0097660000001,2874.9218262000004]
["2014-08-01T06:00:25.460",5095,1679.426514,2985.5932619999999,1987.137939,2128.19751,2232.2409670000002,2075.5002439999998,2000.447388,2225.513672,2067.4077149999998,2088.6918949999999,2177.4438479999999,2154.507568,2114.1525879999999,2207.4414059999999,2168.9333499999998,2204.9296880000002,2209.8083499999998,2218.0563959999999,2162.4897460000002,2239.216797,2206.9001954]
["2014-08-01T10:00:25.480",5099,2804.4169919999999,3122.0432129999999,3058.6994629999999,3533.2758789999998,2768.523682,2731.4816890000002,2555.0551759999998,2669.7133789999998,2567.6911620000001,2652.398193,2667.9946289999998,2628.2807619999999,2492.3615719999998,2616.6728520000001,2514.2612300000001,2503.5410160000001,2486.4101559999999,2442.038086,2421.22876,2435.439453,2457.7314941999998]
["2014-08-01T16:00:25.510",5105,2669.327393,3063.7241210000002,3163.97876,3900.0070799999999,3066.9477539999998,3323.8034670000002,3181.0183109999998,3227.6625979999999,3006.2426759999998,3109.0034179999998,3056.3007809999999,3026.7158199999999,2826.4338379999999,3154.5795899999998,3012.4777829999998,2986.2993160000001,2939.0988769999999,2905.7004390000002,2853.5090329999998,2885.8039549999999,2914.082324]
["2014-08-02T03:00:25.565",5116,1749.494263,2831.0910640000002,1978.4195560000001,2150.3598630000001,2207.4560550000001,2040.6527100000001,2036.3718260000001,2168.7104490000002,2113.1276859999998,2126.3645019999999,2220.2429200000001,2225.2282709999999,2288.1032709999999,2421.1777339999999,2373.5378420000002,2401.3583979999999,2385.2590329999998,2357.9958499999998,2321.0146479999999,2414.3964839999999,2376.0048825999997]
["2014-08-02T06:00:25.580",5119,1987.8270259999999,2873.334961,2334.0378420000002,2531.2238769999999,2383.9187010000001,2325.671875,2218.5893550000001,2386.2844239999999,2207.0739749999998,2206.8527829999998,2235.155518,2175.2448730000001,2085.4013669999999,2158.1254880000001,2110.9921880000002,2146.093018,2165.351807,2180.033203,2153.5422359999998,2231.2619629999999,2175.2564453999998]
["2014-08-02T20:00:25.650",5133,2828.8984380000002,2596.4570309999999,3091.6499020000001,3186.7607419999999,2624.1357419999999,2695.6921390000002,2670.2358399999998,2779.983643,2660.0270999999998,2784.931885,2892.0241700000001,2908.8933109999998,2765.7021479999999,3045.1938479999999,2938.8527829999998,2993.171143,2839.9121089999999,2859.0197750000002,2938.4565429999998,2920.7153320000002,2910.2549804]
["2014-08-03T03:00:25.685",5140,1733.846558,2439.1069339999999,1899.713013,2206.0090329999998,2131.6052249999998,2034.009033,1937.4267580000001,2041.107544,1978.456909,1993.549438,2104.4738769999999,2125.0766600000002,2184.51001,2298.8598630000001,2256.5500489999999,2276.2102049999999,2283.1259770000001,2265.5529790000001,2213.0627439999998,2314.7092290000001,2270.5322268]
["2014-08-03T05:00:25.695",5142,1905.7482910000001,2426.5385740000002,2017.5289310000001,2172.6286620000001,2122.0483399999998,2061.07251,2057.3190920000002,2237.2783199999999,2152.2155760000001,2138.5222170000002,2165.3310550000001,2105.6110840000001,2017.5950929999999,2095.8508299999999,2062.9064939999998,2118.5004880000001,2154.8862300000001,2172.3190920000002,2121.3066410000001,2207.6296390000002,2154.928418]
["2014-08-03T17:00:25.755",5154,2088.0539549999999,2259.9858399999998,2238.1484380000002,2356.9445799999999,2184.063721,2215.5217290000001,2305.3015140000002,2488.8408199999999,2385.5969239999999,2505.1591800000001,2564.4038089999999,2552.1076659999999,2425.1115719999998,2664.4689939999998,2604.2258299999999,2678.8815920000002,2624.7441410000001,2691.6125489999999,2699.5778810000002,2753.1264649999998,2689.5885255999997]
["2014-08-03T22:00:25.780",5159,1733.505249,2269.4643550000001,1880.515625,2268.2746579999998,2121.3935550000001,2034.1345209999999,2096.131836,2128.6611330000001,2130.2546390000002,2150.5935060000002,2228.540039,2234.8347170000002,2267.8000489999999,2354.3186040000001,2338.6457519999999,2408.5783689999998,2348.9897460000002,2369.2834469999998,2446.6596679999998,2490.7138669999999,2412.8450194000002]
["2014-08-04T03:00:25.805",5164,1758.74353,2203.423096,1736.528442,1814.66626,1878.4270019999999,1759.075073,1776.2626949999999,1925.3969729999999,1858.0509030000001,1869.286865,1902.2814940000001,1900.878784,1909.171509,1965.979736,1927.360107,1958.6069339999999,1985.5749510000001,1974.0635990000001,1905.2856449999999,2025.9829099999999,1969.9028077999999]
["2014-08-04T15:00:25.865",5176,1986.170288,2369.1518550000001,1838.5196530000001,1973.080811,1983.4270019999999,1860.025879,1902.8480219999999,2065.0720209999999,1973.88562,2053.3835450000001,2088.1022950000001,2095.6284179999998,2072.6179200000001,2205.7597660000001,2188.8022460000002,2262.2080080000001,2250.5490719999998,2301.038086,2258.3666990000002,2353.545654,2285.1415038]
["2014-08-05T00:00:25.910",5185,1957.317871,2459.1489259999998,1973.9414059999999,2597.3471679999998,2167.7573240000002,2045.0517580000001,1943.554932,2008.6057129999999,1937.8625489999999,1957.983154,1972.397827,1971.93103,1969.6414789999999,1992.5014650000001,1949.6467290000001,1949.1488039999999,1942.841919,1902.3808590000001,1855.685669,1961.4017329999999,1922.2917968000002]
["2014-08-05T08:00:25.950",5193,2182.2016600000002,2644.993164,2381.0283199999999,2526.608154,2185.0634770000001,2044.5942379999999,1926.8248289999999,2021.0520019999999,1907.9658199999999,1922.2227780000001,1934.4910890000001,1930.7923579999999,1917.4379879999999,1974.616211,1990.1439210000001,2065.9584960000002,2061.7944339999999,2067.5585940000001,2060.6865229999999,2102.9128420000002,2071.7821778000002]
["2014-08-05T09:00:25.955",5194,2231.9147950000001,2667.6977539999998,2384.6284179999998,2699.9841310000002,2337.5024410000001,2235.304443,2154.506836,2138.3752439999998,2030.298096,2019.2619629999999,2013.666138,1998.547241,1966.491577,2004.3084719999999,2010.767578,2072.8598630000001,2066.8999020000001,2080.0754390000002,2065.2541500000002,2118.3471679999998,2080.6873044000004]
["2014-08-05T23:00:26.025",5208,2331.523193,2809.2094729999999,2515.8583979999999,2615.188721,2403.6003420000002,2307.9145509999998,2357.361328,2384.1992190000001,2345.7666020000001,2378.6623540000001,2407.0759280000002,2390.4208979999999,2315.4592290000001,2385.2089839999999,2327.7233890000002,2328.345703,2250.5227049999999,2198.4877929999998,2160.1940920000002,2217.7390140000002,2231.0578614000001]
["2014-08-06T02:00:26.040",5211,1660.7707519999999,2721.4309079999998,2079.0554200000001,2305.9013669999999,2319.1313479999999,2243.6403810000002,2345.5590820000002,2356.140625,2291.6635740000002,2275.7165530000002,2290.8791500000002,2276.4255370000001,2256.6274410000001,2327.8835450000001,2284.3588869999999,2286.4692380000001,2247.57251,2196.9260250000002,2151.945557,2214.3029790000001,2219.4432618000001]
["2014-08-06T13:00:26.095",5222,2557.0014649999998,2754.6416020000001,2650.2136230000001,2918.251221,2526.9682619999999,2547.02124,2568.3234859999998,2647.1040039999998,2565.8935550000001,2662.5158689999998,2651.5207519999999,2637.4604490000002,2526.6608890000002,2663.4428710000002,2586.689453,2571.983643,2528.593018,2492.4003910000001,2438.3120119999999,2480.814453,2502.4207034000001]
["2014-08-06T19:00:26.125",5228,2565.805664,2678.164307,2679.6511230000001,2880.9951169999999,2518.6052249999998,2546.0134280000002,2557.9279790000001,2622.9506839999999,2506.7067870000001,2556.7270509999998,2587.335693,2569.6210940000001,2463.5039059999999,2611.6845699999999,2538.6657709999999,2565.3203130000002,2484.749268,2484.735596,2467.2485350000002,2513.8583979999999,2503.1824220000003]
["2014-08-07T03:00:26.165",5236,1475.8320309999999,2471.9260250000002,1908.2783199999999,2167.616211,2135.5622560000002,2085.475586,2123.5429690000001,2281.9641109999998,2199.5559079999998,2282.305664,2335.202393,2336.6340329999998,2319.647461,2412.8166500000002,2366.8623050000001,2377.959961,2352.6198730000001,2328.9423830000001,2296.7749020000001,2368.4167480000001,2344.9427733999996]
["2014-08-07T12:00:26.210",5245,2378.6992190000001,2563.561768,2330.1838379999999,2556.8776859999998,2344.9750979999999,2323.6352539999998,2372.7326659999999,2456.9982909999999,2387.3786620000001,2471.1679690000001,2477.6870119999999,2465.3698730000001,2410.9328609999998,2522.5,2477.6704100000002,2499.6989749999998,2470.3352049999999,2449.4396969999998,2412.5822750000002,2469.1689449999999,2460.2450193999998]
["2014-08-07T17:00:26.235",5250,2159.3979490000002,2550.6813959999999,2278.6921390000002,2610.163086,2352.9184570000002,2361.5395509999998,2376.6528320000002,2492.9833979999999,2361.3852539999998,2435.982422,2450.5886230000001,2423.5703130000002,2331.1220699999999,2475.6071780000002,2418.3715820000002,2458.1296390000002,2417.5878910000001,2423.9562989999999,2392.7309570000002,2468.5942380000001,2432.1998047999996]
["2014-08-07T21:00:26.255",5254,2273.9072270000001,2582.030029,2292.2375489999999,2495.3686520000001,2312.0515140000002,2248.3166500000002,2290.1992190000001,2340.570068,2267.7075199999999,2338.8442380000001,2391.9677729999999,2396.9028320000002,2343.860107,2457.6560060000002,2408.5385740000002,2443.826172,2369.9111330000001,2355.1293949999999,2347.8327640000002,2404.6452640000002,2384.2689456000003]
["2014-08-08T10:00:26.320",5267,2295.5270999999998,2649.810547,2236.8664549999999,2536.6091310000002,2321.7065429999998,2263.4418949999999,2311.8520509999998,2404.9348140000002,2318.658203,2397.8110350000002,2389.8955080000001,2362.125732,2259.8190920000002,2326.1198730000001,2267.8051759999998,2281.5295409999999,2253.9492190000001,2235.1391600000002,2202.8955080000001,2263.0590820000002,2247.3145020000002]
["2014-08-08T14:00:26.340",5271,2289.678711,2688.3627929999998,2301.1755370000001,2558.3315429999998,2337.0588379999999,2295.4604490000002,2304.0541990000002,2413.9833979999999,2298.6208499999998,2384.5471189999998,2390.3232419999999,2384.8054200000001,2320.9177249999998,2451.2004390000002,2398.4233399999998,2416.6613769999999,2390.9785160000001,2371.5341800000001,2326.530518,2391.6560060000002,2379.4721193999999]
["2014-08-09T00:00:26.390",5281,1978.537476,2757.794922,2109.0031739999999,2499.8569339999999,2357.1040039999998,2263.1296390000002,2321.3989259999998,2340.7145999999998,2279.6870119999999,2285.5283199999999,2293.0874020000001,2271.2561040000001,2242.5971679999998,2314.58374,2272.6301269999999,2296.5454100000002,2262.2907709999999,2242.2104490000002,2229.5122070000002,2294.8278810000002,2265.0773436000004]
["2014-08-09T07:00:26.425",5288,2322.2053219999998,2849.7585450000001,2451.7629390000002,2542.849365,2330.6140140000002,2228.0629880000001,2191.2927249999998,2325.5429690000001,2204.0451659999999,2256.9348140000002,2281.1606449999999,2256.1347660000001,2169.244385,2258.3498540000001,2215.0600589999999,2247.1845699999999,2219.1015630000002,2210.8066410000001,2175.1669919999999,2233.1606449999999,2217.0840822]
["2014-08-09T14:00:26.460",5295,2697.2658689999998,3080.1997070000002,2595.0334469999998,2761.27124,2518.554443,2439.1220699999999,2428.7563479999999,2521.7092290000001,2400.4548340000001,2475.4194339999999,2476.8276369999999,2458.342529,2385.4038089999999,2527.5485840000001,2467.67749,2485.9023440000001,2456.7446289999998,2437.7878420000002,2398.163818,2452.2958979999999,2446.1789062000003]
["2014-08-10T00:00:26.510",5305,2314.039307,3058.6293949999999,2364.5263669999999,2971.1125489999999,2560.2548830000001,2455.7590329999998,2419.326904,2475.6757809999999,2416.084961,2466.1252439999998,2494.6352539999998,2476.9345699999999,2410.179932,2485.116211,2424.5895999999998,2420.9909670000002,2369.859375,2343.0117190000001,2327.3100589999999,2384.4729000000002,2369.1290039999999]
["2014-08-10T04:00:26.530",5309,1778.2680660000001,2918.3813479999999,2043.710327,2199.3515630000002,2346.086914,2256.6545409999999,2355.9697270000001,2466.8840329999998,2341.045654,2404.6135250000002,2446.0898440000001,2427.7231449999999,2336.8315429999998,2433.719482,2358.7836910000001,2367.3884280000002,2334.9953609999998,2319.6420899999998,2276.8046880000002,2344.2905270000001,2328.6242187999997]
["2014-08-10T09:00:26.555",5314,2961.2856449999999,2935.7770999999998,2502.3022460000002,2763.4423830000001,2473.9936520000001,2388.0847170000002,2340.9860840000001,2463.0588379999999,2354.8051759999998,2416.9621579999998,2444.336182,2408.2536620000001,2330.960693,2446.209961,2411.0891109999998,2451.5383299999999,2417.9658199999999,2408.0600589999999,2390.9099120000001,2431.0969239999999,2419.9142089999996]
["2014-08-10T18:00:26.600",5323,2356.0109859999998,2527.1228030000002,2310.9794919999999,2411.9262699999999,2314.0983890000002,2323.392578,2425.4501949999999,2591.8188479999999,2478.8679200000001,2565.516357,2579.4648440000001,2540.474365,2422.250732,2561.9499510000001,2495.633057,2518.1057129999999,2465.1430660000001,2464.5532229999999,2445.719482,2500.9016109999998,2478.8846189999995]
["2014-08-11T02:00:26.640",5331,1565.8420410000001,2187.7177729999999,1763.9107670000001,1832.3835449999999,1935.3793949999999,1854.6263429999999,1974.5288089999999,2171.7905270000001,2147.3840329999998,2280.3500979999999,2364.3562010000001,2384.845703,2373.1511230000001,2491.3723140000002,2437.3891600000002,2450.0639649999998,2408.8283689999998,2375.2297359999998,2335.9140630000002,2400.060547,2394.0193359999998]
["2014-08-11T11:00:26.685",5340,2039.365845,2167.0795899999998,1867.5748289999999,2043.961548,1999.713501,1929.8585210000001,2008.7823490000001,2136.4804690000001,2099.751221,2164.125,2183.3891600000002,2179.241943,2138.9060060000002,2220.2846679999998,2188.5083009999998,2241.0288089999999,2228.1865229999999,2235.9936520000001,2214.2707519999999,2282.7055660000001,2240.4370604000001]
["2014-08-11T19:00:26.725",5348,2384.7639159999999,2336.1513669999999,2330.250732,1995.322876,1987.959595,1899.4857179999999,1953.3538820000001,2115.9941410000001,2010.272827,2098.0073240000002,2139.3171390000002,2135.564453,2073.9616700000001,2172.7780760000001,2139.304443,2195.0429690000001,2162.7182619999999,2182.4526369999999,2148.3347170000002,2232.3937989999999,2184.1884768]
["2014-08-12T04:00:26.770",5357,986.81866460000003,2223.4838869999999,1392.166138,1497.9837649999999,1701.6854249999999,1554.193237,1618.1793210000001,1883.7543949999999,1794.098389,1895.062134,1935.4564210000001,1944.838013,1948.4986570000001,2007.0858149999999,1980.0089109999999,2028.9866939999999,2033.0108640000001,2032.5002440000001,2001.1998289999999,2098.45874,2038.8312742000003]
["2014-08-12T10:00:26.800",5363,2097.125732,2426.4570309999999,1962.415283,2094.13501,2043.1994629999999,1915.5139160000001,1977.9998780000001,2038.1617429999999,1975.4436040000001,1984.3256839999999,1975.3294679999999,1966.307495,1914.3310550000001,1935.0097659999999,1919.6358640000001,1961.2795410000001,1940.6213379999999,1936.2651370000001,1908.4197999999999,1985.528687,1946.4229006]
["2014-08-12T21:00:26.855",5374,3165.2607419999999,2521.4208979999999,2511.8159179999998,2729.0852049999999,2366.1203609999998,2340.482422,2312.4233399999998,2308.8464359999998,2184.2829590000001,2223.0043949999999,2233.6733399999998,2224.7978520000001,2149.6755370000001,2257.5708009999998,2213.9128420000002,2247.5043949999999,2168.4853520000001,2139.4760740000002,2105.9357909999999,2157.569336,2163.7941896000002]
["2014-08-13T00:00:26.870",5377,1769.572144,2345.5441890000002,2009.166138,2166.3454590000001,2128.8173830000001,2053.5727539999998,2205.7338869999999,2233.38501,2225.4970699999999,2283.704346,2308.91626,2317.5822750000002,2264.6279300000001,2297.483643,2246.7763669999999,2238.867432,2177.7397460000002,2148.1713869999999,2137.289307,2192.0402829999998,2178.8216309999998]
["2014-08-13T06:00:26.900",5383,1536.8017580000001,2381.2470699999999,1833.017822,1886.982422,1911.192749,1767.3439940000001,1711.0089109999999,1925.2891850000001,1808.1541749999999,1873.2829589999999,1944.2303469999999,1953.3532709999999,1934.7974850000001,2001.1563719999999,1966.586182,2016.7292480000001,2003.2152100000001,2014.5150149999999,1971.3092039999999,2059.5952149999998,2013.0727783999998]
["2014-08-13T14:00:26.940",5391,1984.6879879999999,2520.217529,2106.0507809999999,2356.1716310000002,2180.5498050000001,2120.1491700000001,2130.5314939999998,2269.2204590000001,2176.6384280000002,2277.2592770000001,2270.9335940000001,2279.8859859999998,2247.4929200000001,2340.6743160000001,2292.7453609999998,2284.7866210000002,2275.7414549999999,2227.70874,2161.8789059999999,2222.6030270000001,2234.5437498000001]
["2014-08-13T23:00:26.985",5400,2553.4648440000001,2590.2551269999999,2314.5051269999999,2402.351807,2261.4594729999999,2157.1535640000002,2239.4816890000002,2256.0974120000001,2227.4665530000002,2264.907471,2286.523682,2283.5,2262.8547359999998,2328.2138669999999,2305.4697270000001,2345.0991210000002,2280.0996089999999,2267.5246579999998,2276.5610350000002,2319.3342290000001,2297.7237304]
["2014-08-14T04:00:27.010",5405,1330.327759,2545.6926269999999,1728.658813,1823.5836179999999,1968.5081789999999,1812.477539,1830.72876,2015.740356,1918.5667719999999,2004.4578859999999,2064.3720699999999,2064.638672,2053.610596,2111.5004880000001,2067.494385,2098.107422,2093.639404,2087.0471189999998,2040.690308,2143.1967770000001,2092.5362059999998]
["2014-08-14T16:00:27.070",5417,2216.4484859999998,2654.5043949999999,2216.130615,2546.5251459999999,2309.5097660000001,2263.0178219999998,2215.0053710000002,2355.3012699999999,2200.6540530000002,2303.1296390000002,2316.726807,2313.266357,2254.1684570000002,2371.5495609999998,2319.7539059999999,2341.413818,2318.0551759999998,2304.5756839999999,2236.0817870000001,2319.834961,2303.9922852000004]
["2014-08-14T21:00:27.095",5422,3057.1687010000001,2629.0739749999998,2511.5500489999999,2756.2438959999999,2440.2702640000002,2398.8352049999999,2388.2470699999999,2380.5307619999999,2271.5041500000002,2321.4914549999999,2353.9411620000001,2348.5,2279.8718260000001,2382.186279,2337.5131839999999,2376.7983399999998,2287.7397460000002,2275.898193,2266.9304200000001,2317.1665039999998,2304.9066405999997]
["2014-08-15T09:00:27.155",5434,2665.0708009999998,2614.5317380000001,2311.4396969999998,2610.8005370000001,2333.4968260000001,2254.4025879999999,2261.4448240000002,2305.3452149999998,2221.2822270000001,2250.7382809999999,2247.264404,2217.108643,2117.9951169999999,2159.4746089999999,2113.6520999999998,2143.038818,2104.459961,2087.5822750000002,2050.6401369999999,2109.711182,2099.0864745999997]
["2014-08-15T11:00:27.165",5436,2449.1298830000001,2617.6328130000002,2232.0339359999998,2562.4582519999999,2334.6171880000002,2277.0808109999998,2342.9084469999998,2396.8479000000002,2332.5439449999999,2400.2280270000001,2377.7463379999999,2366.921875,2287.0603030000002,2345.8195799999999,2288.7524410000001,2288.9560550000001,2251.873779,2203.294922,2163.2790530000002,2208.7561040000001,2223.2319825999998]
["2014-08-15T18:00:27.200",5443,2189.1584469999998,2658.3835450000001,2268.8134770000001,2485.3630370000001,2325.1933589999999,2308.226807,2390.783203,2529.4692380000001,2388.9353030000002,2471.155029,2476.1301269999999,2446.3725589999999,2300.6374510000001,2427.546143,2353.3066410000001,2381.5395509999998,2320.908203,2336.693115,2284.2219239999999,2358.9472660000001,2336.4620117999998]
["2014-08-16T01:00:27.235",5450,1729.711914,2605.1601559999999,1891.109375,2360.6303710000002,2231.5827640000002,2121.5483399999998,2134.705078,2175.4572750000002,2131.8811040000001,2166.8745119999999,2218.2766109999998,2227.9934079999998,2264.1921390000002,2318.6909179999998,2292.7209469999998,2303.0952149999998,2271.579346,2250.6940920000002,2232.094482,2309.7802729999999,2273.4486815999999]
["2014-08-16T11:00:27.285",5460,2516.1184079999998,2725.9567870000001,2369.0598140000002,2621.056885,2439.3046880000002,2411.0170899999998,2504.3620609999998,2517.2075199999999,2444.5139159999999,2495.2890630000002,2465.4716800000001,2438.8278810000002,2350.783203,2410.7021479999999,2360.4738769999999,2353.2143550000001,2319.289307,2275.349365,2233.843018,2279.0847170000002,2292.1561523999999]
["2014-08-16T22:00:27.340",5471,2401.6906739999999,2750.3291020000001,2329.5744629999999,2702.0986330000001,2451.7722170000002,2382.6079100000002,2413.913086,2388.1865229999999,2322.6789549999999,2325.6564939999998,2347.7102049999999,2338.336182,2317.4492190000001,2422.8603520000001,2394.0451659999999,2446.6384280000002,2375.3029790000001,2365.173096,2386.4174800000001,2425.0554200000001,2399.7174806000003]
["2014-08-17T04:00:27.370",5477,1809.8524170000001,2633.6594239999999,1986.6163329999999,1994.298706,2100.9907229999999,1978.037231,2005.568115,2193.6323240000002,2088.826904,2177.5593260000001,2236.955078,2225.7561040000001,2169.5915530000002,2249.626953,2192.6042480000001,2213.709961,2199.4807129999999,2181.392578,2122.5173340000001,2211.4897460000002,2185.7180663999998]
["2014-08-17T12:00:27.410",5485,2639.5688479999999,2636.6220699999999,2261.3588869999999,2591.3295899999998,2337.9377439999998,2272.4794919999999,2296.0541990000002,2395.2192380000001,2330.7238769999999,2426.0290530000002,2440.5192870000001,2434.0139159999999,2372.9262699999999,2479.9909670000002,2431.3532709999999,2449.2060550000001,2423.8183589999999,2400.139893,2358.6433109999998,2407.5085450000001,2407.8632325999997]
["2014-08-17T21:00:27.455",5494,3092.7280270000001,2504.7458499999998,2499.6909179999998,2709.693115,2380.2751459999999,2346.1958009999998,2293.4057619999999,2296.1589359999998,2200.4741210000002,2257.4760740000002,2324.1691890000002,2327.5278320000002,2280.3764649999998,2379.1833499999998,2334.407471,2377.930664,2311.3039549999999,2313.7048340000001,2321.5185550000001,2372.264893,2339.3445801999997]
["2014-08-17T22:00:27.460",5495,3084.7460940000001,2487.554932,2444.3032229999999,2706.517578,2377.3249510000001,2356.9719239999999,2382.533203,2359.0334469999998,2289.3032229999999,2280.1228030000002,2288.6088869999999,2281.4240719999998,2258.4235840000001,2350.7053219999998,2319.3964839999999,2359.4426269999999,2298.900635,2292.0190429999998,2295.6938479999999,2350.1716310000002,2319.2455568000005]
["2014-08-18T11:00:27.525",5508,3419.0747070000002,2278.4895019999999,2231.6000979999999,2266.2062989999999,2113.7421880000002,2047.1967770000001,2078.0915530000002,2146.1708979999999,2089.4101559999999,2129.8234859999998,2145.282471,2149.8635250000002,2127.6132809999999,2206.8041990000002,2187.0810550000001,2239.288086,2223.554932,2224.9404300000001,2202.9270019999999,2264.0104980000001,2230.9441895999998]
["2014-08-18T15:00:27.545",5512,2024.0283199999999,2277.7490229999999,1870.0828859999999,2050.8903810000002,2030.319092,1980.9620359999999,2084.7380370000001,2252.4938959999999,2167.4536130000001,2257.3945309999999,2244.610107,2234.6110840000001,2188.281982,2286.4577640000002,2241.1896969999998,2264.6938479999999,2253.7077640000002,2246.3867190000001,2195.8298340000001,2280.1503910000001,2248.1537111999996]
["2014-08-18T21:00:27.575",5518,2279.5783689999998,2487.3996579999998,2252.3945309999999,2522.9030760000001,2285.6628420000002,2216.530518,2214.2109380000002,2215.8488769999999,2129.7475589999999,2158.873779,2193.82251,2180.6853030000002,2112.7705080000001,2176.8454590000001,2149.0673830000001,2195.6665039999998,2144.6572270000001,2155.2490229999999,2143.54126,2213.4018550000001,2170.5031738000002]
["2014-08-19T08:00:27.630",5529,1825.8741460000001,2501.2473140000002,2035.4853519999999,2069.9702149999998,2072.102539,1945.24585,1946.535889,2037.217163,1920.7104489999999,1932.603149,1949.9001459999999,1920.1331789999999,1852.3698730000001,1896.406982,1885.5078129999999,1970.0086670000001,1968.324707,2002.841919,1983.796875,2062.8901369999999,1997.5724610000002]
["2014-08-19T18:00:27.680",5539,2057.4653320000002,2768.6606449999999,2422.1069339999999,2325.2841800000001,2308.8183589999999,2252.9816890000002,2339.5192870000001,2453.1091310000002,2277.4829100000002,2344.7509770000001,2329.2683109999998,2294.3708499999998,2168.9797359999998,2257.0751949999999,2185.9311520000001,2201.6252439999998,2159.2700199999999,2159.5273440000001,2098.8188479999999,2183.3168949999999,2160.5116702]
["2014-08-20T01:00:27.715",5546,1549.525024,2512.2404790000001,1803.6049800000001,2205.491211,2119.6989749999998,2008.0924070000001,2070.6215820000002,2167.654297,2136.8398440000001,2231.0493160000001,2289.6826169999999,2315.3139649999998,2321.4020999999998,2372.0085450000001,2325.8708499999998,2308.0913089999999,2255.8427729999999,2209.6484380000002,2188.1120609999998,2249.7172850000002,2242.2823732000002]
["2014-08-20T08:00:27.750",5553,2008.3836670000001,2649.9013669999999,2211.0185550000001,2414.2373050000001,2269.5151369999999,2167.9577640000002,2187.5222170000002,2242.501953,2141.163818,2111.3371579999998,2095.3752439999998,2043.528564,1956.9464109999999,2012.2294919999999,1991.7696530000001,2064.2595209999999,2041.6469729999999,2052.2971189999998,2017.912231,2084.8234859999998,2052.1878659999998]
["2014-08-20T10:00:27.760",5555,2096.7546390000002,2653.2846679999998,2183.3691410000001,2516.311279,2316.8562010000001,2234.280029,2283.6704100000002,2348.2299800000001,2277.1513669999999,2339.6120609999998,2333.5876459999999,2317.1201169999999,2204.5192870000001,2228.0859380000002,2160.0820309999999,2154.5729980000001,2112.069336,2085.4257809999999,2054.1247560000002,2109.2963869999999,2103.0978516]
["2014-08-20T22:00:27.820",5567,2056.7021479999999,2486.3476559999999,2177.5517580000001,2370.1594239999999,2246.2182619999999,2166.9846189999998,2249.2685550000001,2270.0695799999999,2243.7907709999999,2294.8276369999999,2350.7290039999998,2367.9897460000002,2349.9392090000001,2450.9951169999999,2426.6965329999998,2472.5878910000001,2388.4255370000001,2378.0842290000001,2397.7145999999998,2425.8896479999999,2412.5403809999998]
["2014-08-21T03:00:27.845",5572,1530.084595,2450.2416990000002,1731.9766850000001,1896.5458980000001,1984.9436040000001,1840.536499,1856.581543,2001.7991939999999,1927.4820560000001,1963.3946530000001,2017.954346,2015.694092,2050.8093260000001,2123.6323240000002,2099.6667480000001,2150.5866700000001,2152.4594729999999,2157.3215329999998,2118.2089839999999,2218.955078,2159.5063475999996]
["2014-08-21T15:00:27.905",5584,2504.318115,2481.9052729999999,2313.523193,2466.2619629999999,2238.8840329999998,2215.310547,2220.0187989999999,2357.7958979999999,2235.5671390000002,2328.6740719999998,2338.2951659999999,2336.5529790000001,2283.0871579999998,2416.226318,2374.2241210000002,2401.0422359999998,2378.48999,2366.672607,2292.6701659999999,2373.866211,2362.5482419999998]
["2014-08-21T20:00:27.930",5589,2229.5754390000002,2427.0720209999999,2138.0197750000002,2381.6628420000002,2174.2790530000002,2100.6752929999998,2131.1079100000002,2246.3093260000001,2164.2155760000001,2251.8999020000001,2302.9440920000002,2307.0083009999998,2254.8083499999998,2361.3618160000001,2321.8552249999998,2381.5275879999999,2301.6740719999998,2310.861328,2317.7783199999999,2367.0483399999998,2335.7779295999999]
["2014-08-22T05:00:27.975",5598,1817.3616939999999,2478.5649410000001,1934.0648189999999,1870.0086670000001,1978.001587,1847.474487,1879.770264,2057.1057129999999,1947.7806399999999,1995.469971,2022.9716800000001,2011.798462,1962.9261469999999,2020.877563,1984.7075199999999,2021.6987300000001,2012.533813,1996.5548100000001,1931.2080080000001,2027.815186,1997.9621093999999]
["2014-08-22T13:00:28.015",5606,2213.7971189999998,2639.9353030000002,2075.6770019999999,2182.1379390000002,2159.2009280000002,2055.9047850000002,2114.4672850000002,2253.6757809999999,2154.0651859999998,2253.3459469999998,2262.5703130000002,2268.0703130000002,2236.8298340000001,2343.834961,2308.3654790000001,2333.6428219999998,2318.0527339999999,2298.111328,2235.9941410000001,2306.0383299999999,2298.3678709999999]
["2014-08-22T19:00:28.045",5612,2128.3095699999999,2847.9782709999999,2094.1945799999999,2144.1223140000002,2183.8647460000002,2017.8625489999999,2082.688721,2203.0900879999999,2107.11499,2182.647461,2225.0979000000002,2219.0161130000001,2159.5554200000001,2253.79126,2214.7595209999999,2270.0041500000002,2209.8559570000002,2225.6696780000002,2221.1926269999999,2281.4418949999999,2241.6328614000004]
["2014-08-22T22:00:28.060",5615,2039.5006100000001,2914.4291990000002,2033.9760739999999,2126.4008789999998,2209.4997560000002,2009.3414310000001,2071.2246089999999,2134.2995609999998,2060.7341310000002,2092.2294919999999,2126.6782229999999,2128.508057,2134.501953,2194.0493160000001,2173.9877929999998,2215.9479980000001,2168.9079590000001,2159.8410640000002,2160.5314939999998,2221.9060060000002,2185.4269042000001]
["2014-08-23T09:00:28.115",5626,2248.4213869999999,3018.5273440000001,2255.3374020000001,2539.8159179999998,2411.0395509999998,2288.663818,2325.7280270000001,2414.6115719999998,2289.5263669999999,2359.6813959999999,2349.788818,2327.8801269999999,2234.5026859999998,2291.0627439999998,2244.123779,2253.1455080000001,2215.4216310000002,2187.2382809999999,2156.4072270000001,2206.3154300000001,2203.7056154000002]
["2014-08-23T15:00:28.145",5632,3067.1872560000002,3065.4926759999998,2474.4099120000001,2750.841797,2525.234375,2428.273193,2423.8452149999998,2475.6311040000001,2342.48999,2379.8220209999999,2379.5659179999998,2357.891357,2282.8566890000002,2400.405029,2350.8383789999998,2382.3322750000002,2338.2421880000002,2336.9216310000002,2292.7822270000001,2363.2270509999998,2342.7010744000004]
["2014-08-23T23:00:28.185",5640,2235.463135,2852.6938479999999,2383.908203,2685.6201169999999,2508.8569339999999,2455.0996089999999,2512.0065920000002,2523.6215820000002,2435.8095699999999,2435.6076659999999,2421.242432,2371.4616700000001,2292.0200199999999,2354.6044919999999,2307.875,2319.123779,2272.8999020000001,2241.8374020000001,2212.5783689999998,2279.3955080000001,2265.1669919999999]
["2014-08-24T08:00:28.230",5649,2720.7844239999999,2723.2375489999999,2433.6669919999999,2686.0893550000001,2357.6723630000001,2277.0795899999998,2212.2165530000002,2351.1281739999999,2250.390625,2319.9868160000001,2363.3374020000001,2354.7548830000001,2312.6403810000002,2427.1384280000002,2396.0197750000002,2430.39624,2391.3671880000002,2379.3291020000001,2349.3146969999998,2388.8420409999999,2387.8498535999997]
["2014-08-24T17:00:28.275",5658,2529.5593260000001,2553.6179200000001,2349.963135,2552.3173830000001,2332.349365,2325.3654790000001,2360.3559570000002,2491.8710940000001,2382.679932,2463.4545899999998,2478.3095699999999,2453.421875,2359.233643,2475.5197750000002,2413.9597170000002,2432.2385250000002,2390.6040039999998,2392.119385,2371.0864259999998,2435.2048340000001,2404.2506347999997]
["2014-08-24T22:00:28.300",5663,2274.8454590000001,2456.9853520000001,2163.5866700000001,2688.2102049999999,2363.4235840000001,2346.6079100000002,2361.485596,2393.1889649999998,2334.061768,2381.5910640000002,2418.6264649999998,2408.7905270000001,2340.876221,2437.1906739999999,2387.7055660000001,2413.5361330000001,2359.6264649999998,2347.1420899999998,2325.1953130000002,2385.3173830000001,2366.1634767999999]
["2014-08-25T10:00:28.360",5675,2218.1901859999998,2306.9233399999998,1975.5078129999999,2201.2751459999999,2082.9575199999999,1996.263062,1987.6035159999999,2102.6083979999999,2028.030029,2102.9111330000001,2148.3940429999998,2155.5541990000002,2128.6760250000002,2212.3891600000002,2184.2155760000001,2234.9011230000001,2215.7416990000002,2220.0495609999998,2194.585693,2267.508057,2226.5572265999995]
["2014-08-25T15:00:28.385",5680,2132.8066410000001,2301.7246089999999,1967.54187,2238.4736330000001,2067.2377929999998,2010.159668,2028.072388,2196.670654,2101.20874,2187.7226559999999,2196.0808109999998,2196.5961910000001,2168.8996579999998,2262.5959469999998,2227.6608890000002,2253.2915039999998,2234.7214359999998,2223.477539,2173.696289,2258.7197270000001,2228.7812989999998]
["2014-08-25T19:00:28.405",5684,2133.719482,2376.2416990000002,2017.3826899999999,2121.4909670000002,2057.6154790000001,1972.1363530000001,2003.7719729999999,2146.8618160000001,2041.812134,2130.14624,2173.944336,2179.1838379999999,2130.9448240000002,2225.7751459999999,2190.0158689999998,2235.3642580000001,2194.170654,2193.476807,2158.7246089999999,2236.9560550000001,2203.7384766]
["2014-08-26T05:00:28.455",5694,1536.094482,2326.6765140000002,1728.3673100000001,1632.872192,1792.6884769999999,1629.526245,1611.773193,1851.3988039999999,1743.9295649999999,1840.4846190000001,1907.9704589999999,1925.224121,1936.644043,2009.998413,1996.7624510000001,2056.6223140000002,2051.2316890000002,2050.2460940000001,2017.510376,2103.6826169999999,2055.8586180000002]
["2014-08-26T12:00:28.490",5701,2100.8891600000002,2552.7072750000002,2102.5104980000001,2348.6062010000001,2166.84375,2061.9516600000002,2088.8859859999998,2178.5078130000002,2103.381836,2172.9711910000001,2166.7414549999999,2173.1503910000001,2123.1833499999998,2178.6408689999998,2129.313232,2134.095703,2103.5646969999998,2064.3215329999998,2010.1522219999999,2079.8410640000002,2078.3950438000002]
["2014-08-26T19:00:28.525",5708,2420.1999510000001,2724.6203609999998,2438.6245119999999,2488.7565920000002,2297.4418949999999,2224.6062010000001,2248.6328130000002,2351.8190920000002,2208.4968260000001,2272.617432,2274.1049800000001,2254.2321780000002,2154.4726559999999,2246.985107,2187.5283199999999,2212.7565920000002,2159.0512699999999,2150.7861330000001,2106.4191890000002,2177.125732,2161.2277832]
["2014-08-27T05:00:28.575",5718,1743.3642580000001,2700.705078,2020.462769,2042.927856,2089.1567380000001,1934.003784,1918.794922,2071.4580080000001,1954.334961,1981.8874510000001,2020.2438959999999,2004.0233149999999,1986.520874,2059.6831050000001,2038.6170649999999,2095.8190920000002,2087.641846,2092.4738769999999,2050.0307619999999,2133.101807,2091.8134768000004]
["2014-08-27T09:00:28.595",5722,1959.3118899999999,2811.6992190000001,2096.5166020000001,2469.4848630000001,2301.7382809999999,2176.8227539999998,2202.936279,2305.640625,2212.4440920000002,2261.0463869999999,2253.9260250000002,2227.8984380000002,2130.2233890000002,2187.3842770000001,2133.1904300000001,2152.7265630000002,2113.4255370000001,2088.1809079999998,2043.9528809999999,2102.5671390000002,2100.1706055999998]
["2014-08-27T22:00:28.660",5735,2310.9570309999999,2922.4660640000002,2313.101318,2677.1445309999999,2454.0686040000001,2343.2080080000001,2350.101807,2367.718018,2288.5270999999998,2319.607422,2351.8166500000002,2349.5258789999998,2330.8032229999999,2440.7773440000001,2415.75,2459.67749,2389.8100589999999,2367.796143,2368.2460940000001,2403.2189939999998,2397.7497559999997]
["2014-08-27T23:00:28.665",5736,1971.7269289999999,2880.0876459999999,1989.0600589999999,2503.5092770000001,2410.1210940000001,2296.451172,2359.8833009999998,2360.1396479999999,2304.078125,2314.7797850000002,2336.6594239999999,2319.0805660000001,2300.8503420000002,2381.5720209999999,2364.33374,2408.3549800000001,2358.7592770000001,2350.6721189999998,2360.6513669999999,2403.3017580000001,2376.3479001999999]
["2014-08-28T07:00:28.705",5744,2365.0598140000002,2949.2502439999998,2247.523193,2388.576172,2334.1040039999998,2191.0593260000001,2198.6464839999999,2309.7441410000001,2183.8125,2226.235596,2242.2067870000001,2216.5307619999999,2135.8278810000002,2192.7006839999999,2146.1586910000001,2170.186279,2138.7280270000001,2126.8085940000001,2085.383789,2160.0485840000001,2136.2310545999999]
["2014-08-28T16:00:28.750",5753,3796.3632809999999,2888.5656739999999,3032.4243160000001,3297.695068,2760.1591800000001,2793.9135740000002,2672.6752929999998,2615.8408199999999,2448.1533199999999,2475.0729980000001,2487.5466310000002,2466.7563479999999,2367.256836,2508.3876949999999,2448.4184570000002,2472.4580080000001,2427.0908199999999,2422.4411620000001,2368.0979000000002,2438.530029,2425.7235838000001]
["2014-08-29T00:00:28.790",5761,1838.8344729999999,2710.8950199999999,1957.8709719999999,2216.0024410000001,2330.0895999999998,2285.0317380000001,2509.6286620000001,2571.091797,2538.2075199999999,2589.3527829999998,2594.0678710000002,2537.6809079999998,2391.5190429999998,2401.4035640000002,2332.9941410000001,2339.076172,2300.7365719999998,2314.5659179999998,2322.3459469999998,2398.304443,2335.0058103999995]
["2014-08-29T06:00:28.820",5767,2333.1000979999999,2874.1064449999999,2157.7561040000001,2281.5947270000001,2256.1379390000002,2121.4702149999998,2116.100586,2262.1354980000001,2162.5747070000002,2204.3134770000001,2254.0551759999998,2233.1052249999998,2169.696289,2238.2661130000001,2209.919922,2247.9941410000001,2220.8002929999998,2223.2700199999999,2193.9567870000001,2267.8562010000001,2230.7754883999996]
["2014-08-29T17:00:28.875",5778,2167.2150879999999,3068.3784179999998,2225.5424800000001,2374.7619629999999,2405.38501,2317.626221,2447.4099120000001,2621.7258299999999,2481.9233399999998,2567.8859859999998,2562.563232,2520.6191410000001,2394.4484859999998,2549.7114259999998,2483.8510740000002,2513.670654,2465.2224120000001,2469.96875,2433.3400879999999,2493.0507809999999,2475.0505370000001]
["2014-08-29T20:00:28.890",5781,3218.154297,3125.2846679999998,2675.2966310000002,2506.4289549999999,2377.4289549999999,2192.9792480000001,2215.2058109999998,2368.6396479999999,2282.3596189999998,2398.101318,2464.9497070000002,2474.8842770000001,2418.9445799999999,2569.905518,2513.086182,2544.9187010000001,2461.970703,2454.2658689999998,2450.423096,2491.654297,2480.6465331999998]
["2014-08-30T10:00:28.960",5795,3317.8698730000001,2840.3713379999999,2978.2958979999999,3288.3691410000001,2760.4279790000001,2864.8093260000001,2858.5065920000002,2781.2631839999999,2635.951904,2583.5463869999999,2505.2641600000002,2458.2258299999999,2375.9482419999999,2510.5092770000001,2474.9025879999999,2489.8354490000002,2453.7788089999999,2414.524414,2385.7895509999998,2427.0119629999999,2434.1880372000001]
["2014-08-30T11:00:28.965",5796,3393.0153810000002,2806.475586,2961.705078,3351.1997070000002,2724.2509770000001,2800.4038089999999,2820.4958499999998,2838.953857,2774.6923830000001,2780.8295899999998,2702.9477539999998,2604.6035160000001,2427.2548830000001,2515.9794919999999,2470.40625,2490.5493160000001,2463.400635,2441.8815920000002,2411.070557,2457.9648440000001,2452.9733888000001]
["2014-08-30T19:00:29.005",5804,2975.2790530000002,2540.4348140000002,2696.8090820000002,2882.6047359999998,2498.7421880000002,2589.3959960000002,2545.1389159999999,2645.0024410000001,2493.210693,2566.5844729999999,2613.5832519999999,2607.608643,2530.0603030000002,2694.9558109999998,2623.7109380000002,2645.255615,2565.0500489999999,2553.757568,2556.2348630000001,2589.6965329999998,2581.9989255999999]
["2014-08-31T04:00:29.050",5813,1618.3713379999999,2288.423096,1743.3592530000001,1818.9195560000001,1940.1671140000001,1859.13147,1884.368408,2152.859375,2105.0358890000002,2220.8557129999999,2327.4963379999999,2339.7004390000002,2334.3923340000001,2474.0502929999998,2442.7089839999999,2461.2231449999999,2436.1428219999998,2408.6279300000001,2369.5415039999998,2422.6503910000001,2419.6371583999999]
["2014-08-31T16:00:29.110",5825,2386.351807,2119.6523440000001,1847.4957280000001,1855.325439,1888.3048100000001,1811.878784,1862.672241,2075.20874,1998.4976810000001,2105.8937989999999,2159.3164059999999,2163.3815920000002,2160.6525879999999,2298.6545409999999,2286.8852539999998,2354.57251,2361.2219239999999,2397.882568,2384.0124510000001,2458.0871579999998,2391.1553221999998]
["2014-08-31T21:00:29.135",5830,2039.033813,2109.6992190000001,1784.331177,2040.095581,1971.627808,1866.2543949999999,1895.0483400000001,1952.3454589999999,1915.394409,1968.7495120000001,2046.134155,2068.860596,2054.226807,2134.165039,2115.147461,2187.0961910000001,2156.6166990000002,2188.6682129999999,2185.2307129999999,2262.4545899999998,2196.0132812000002]
["2014-09-01T02:00:29.160",5835,1481.903564,1946.440186,1426.787231,1548.237061,1668.8526609999999,1536.39563,1535.158203,1712.212524,1638.1613769999999,1698.8145750000001,1752.314087,1795.117798,1890.559692,1951.893311,1962.095703,2021.457275,2039.009888,2038.6910399999999,2013.2814940000001,2112.4636230000001,2044.9806639999999]
["2014-09-01T14:00:29.220",5847,1864.4602050000001,1902.1625979999999,1521.757202,1603.4685059999999,1671.1079099999999,1556.7569579999999,1566.690186,1760.7907709999999,1677.8754879999999,1746.747437,1761.0804439999999,1785.860107,1821.3747559999999,1865.8081050000001,1877.1953129999999,1930.240356,1940.9458010000001,1940.2392580000001,1898.1214600000001,1997.857544,1941.4808838000001]
["2014-09-01T16:00:29.230",5849,1912.7570800000001,1901.1610109999999,1542.049072,1611.106689,1670.8095699999999,1556.6007079999999,1564.9029539999999,1769.3930660000001,1669.1286620000001,1739.6046140000001,1758.478394,1777.6895750000001,1782.552124,1834.96228,1829.0001219999999,1883.681763,1880.149414,1887.7641599999999,1837.7265629999999,1944.9099120000001,1886.8463624000001]
["2014-09-01T23:00:29.265",5856,1617.29187,1878.1552730000001,1448.849487,1513.494019,1728.924927,1637.977173,1776.4140629999999,1809.275269,1762.0660399999999,1749.774414,1731.9205320000001,1743.968018,1771.7957759999999,1789.6635739999999,1798.2882079999999,1836.4250489999999,1833.82251,1805.1053469999999,1784.388794,1864.2974850000001,1824.8078370000003]
["2014-09-02T13:00:29.335",5870,1747.325928,2255.1315920000002,1736.505005,1817.95813,1815.2763669999999,1664.4910890000001,1659.88562,1800.6655270000001,1709.215942,1764.4938959999999,1749.329346,1778.8781739999999,1793.3413089999999,1826.218018,1816.7692870000001,1840.85022,1853.6831050000001,1828.939453,1775.1791989999999,1857.345337,1831.1994628]
["2014-09-02T16:00:29.350",5873,1681.9379879999999,2368.1674800000001,1786.7067870000001,1899.0904539999999,1895.9639890000001,1756.4970699999999,1749.6367190000001,1901.595337,1761.8198239999999,1822.036255,1802.7094729999999,1810.3873289999999,1779.9854740000001,1824.648682,1801.4365230000001,1826.8718260000001,1830.2597659999999,1818.3122559999999,1757.775269,1852.5283199999999,1817.1494874]
["2014-09-03T03:00:29.405",5884,1085.8312989999999,2451.8945309999999,1536.111938,1604.813232,1838.127686,1654.6479489999999,1731.326172,1893.1251219999999,1805.1451420000001,1855.654663,1858.748413,1848.8350829999999,1850.674683,1876.685547,1860.2166749999999,1887.005371,1876.8785399999999,1839.4029539999999,1780.9296879999999,1873.3154300000001,1851.5063966000002]
["2014-09-03T09:00:29.435",5890,2061.9948730000001,2679.867432,2232.2687989999999,2429.836182,2242.9865719999998,2121.5170899999998,2127.2006839999999,2152.623779,2047.5336910000001,2065.0878910000001,2030.7102050000001,2005.076294,1922.4614260000001,1914.851807,1892.5673830000001,1915.5191649999999,1884.9125979999999,1858.554932,1822.1770019999999,1891.401611,1874.5130615999999]
["2014-09-03T17:00:29.475",5898,2034.4613039999999,2736.7041020000001,2334.0417480000001,2645.1159670000002,2387.923096,2351.8481449999999,2360.4262699999999,2436.2290039999998,2279.8691410000001,2324.970703,2297.3698730000001,2271.743164,2174.6354980000001,2237.1972660000001,2186.5046390000002,2196.4277339999999,2143.9565429999998,2120.9753420000002,2052.8386230000001,2128.1079100000002,2128.4612303999997]
["2014-09-04T02:00:29.520",5907,1567.6416019999999,2699.53125,1972.6125489999999,2110.358154,2137.7307129999999,1994.4354249999999,2019.718018,2151.326904,2076.710693,2149.5541990000002,2199.5571289999998,2197.4692380000001,2197.8129880000001,2250.8344729999999,2221.8632809999999,2234.963135,2199.4785160000001,2162.8442380000001,2108.1533199999999,2185.9807129999999,2178.2839844]
["2014-09-04T10:00:29.560",5915,2488.858154,2837.8173830000001,2463.544922,2680.3395999999998,2459.555664,2406.4331050000001,2463.6015630000002,2519.1691890000002,2432.7209469999998,2495.4372560000002,2467.5280760000001,2422.3295899999998,2298.0495609999998,2332.654297,2283.0317380000001,2294.8149410000001,2258.419922,2228.216797,2181.4416500000002,2232.8366700000001,2239.1459960000002]
["2014-09-04T11:00:29.565",5916,2638.3710940000001,2852.0302729999999,2492.95874,2729.4277339999999,2453.7658689999998,2402.234375,2434.5903320000002,2519.4985350000002,2420.8452149999998,2521.1821289999998,2508.5866700000001,2497.7302249999998,2394.5351559999999,2441.2409670000002,2370.8945309999999,2348.195068,2303.5415039999998,2262.4567870000001,2210.0810550000001,2265.7829590000001,2278.0114745999999]
["2014-09-05T00:00:29.630",5929,1978.668091,2776.3347170000002,2075.1159670000002,2319.601807,2281.195557,2157.3647460000002,2249.5070799999999,2337.8410640000002,2294.6857909999999,2336.9572750000002,2358.9882809999999,2334.8486330000001,2310.4240719999998,2358.2260740000002,2334.1604000000002,2368.2536620000001,2326.5576169999999,2316.04126,2303.0927729999999,2374.157471,2337.6205565999999]
["2014-09-05T04:00:29.650",5933,1710.1727289999999,2728.4616700000001,2109.148193,2193.1423340000001,2206.0500489999999,2097.7612300000001,2110.008057,2261.4047850000002,2140.6816410000001,2195.7822270000001,2224.7543949999999,2197.5405270000001,2158.2490229999999,2236.9873050000001,2206.1145019999999,2249.8520509999998,2232.25,2218.3203130000002,2163.9614259999998,2252.1560060000002,2223.3079592000004]
["2014-09-05T14:00:29.700",5943,2436.373779,2633.1044919999999,2279.463135,2521.9934079999998,2340.4492190000001,2307.758789,2317.6872560000002,2460.0966800000001,2346.5810550000001,2486.5832519999999,2526.4765630000002,2528.2216800000001,2456.2224120000001,2592.5397950000001,2530.8535160000001,2539.6450199999999,2497.2673340000001,2470.8198240000002,2415.4506839999999,2480.9348140000002,2480.8235352000002]
["2014-09-05T21:00:29.735",5950,2995.766846,2502.3000489999999,2431.701904,2706.491211,2384.8151859999998,2340.0922850000002,2358.4506839999999,2363.9233399999998,2309.5117190000001,2338.264404,2372.2927249999998,2358.2253420000002,2312.445068,2407.5002439999998,2367.9799800000001,2417.9741210000002,2351.8879390000002,2350.9108890000002,2351.9313959999999,2407.1267090000001,2375.9662108000002]
["2014-09-06T06:00:29.780",5959,1910.3564449999999,2311.9291990000002,1912.4144289999999,2047.8668210000001,2002.041504,1917.196533,1905.3713379999999,2103.7229000000002,2002.4819339999999,2061.0419919999999,2109.9282229999999,2089.8664549999999,2051.8972170000002,2144.7121579999998,2135.1171880000002,2203.1496579999998,2193.193115,2199.3085940000001,2151.5756839999999,2225.3176269999999,2194.5089355999999]
["2014-09-06T13:00:29.815",5966,2302.3937989999999,2247.1103520000001,1927.0555420000001,2052.851807,1972.7696530000001,1878.9212649999999,1866.9395750000001,2055.306885,1980.312134,2080.5275879999999,2124.445068,2147.1347660000001,2169.0251459999999,2286.3298340000001,2272.7651369999999,2325.141357,2324.2004390000002,2324.5671390000002,2293.4013669999999,2364.1704100000002,2326.2961424000005]
["2014-09-06T23:00:29.865",5976,1833.2543949999999,2212.9685060000002,1998.659668,1858.867432,1955.0462649999999,1836.3038329999999,1933.027832,1976.5823969999999,1949.1217039999999,1978.5385739999999,2010.7272949999999,2022.8188479999999,2042.600952,2079.767578,2078.1958009999998,2117.374268,2102.8957519999999,2095.048828,2082.0417480000001,2160.3215329999998,2111.5364258]
["2014-09-07T03:00:29.885",5980,1238.9212649999999,2171.5065920000002,1472.2611079999999,1492.1076660000001,1700.9904790000001,1533.6933590000001,1597.408203,1840.440918,1773.4498289999999,1859.5283199999999,1900.7929690000001,1903.72876,1907.4782709999999,1968.1430660000001,1950.185669,2002.08374,2004.1851810000001,1997.4536129999999,1943.0550539999999,2042.703125,1997.8961425999998]
["2014-09-07T08:00:29.910",5985,1747.0424800000001,2220.8120119999999,1667.6877440000001,1808.7166749999999,1856.0131839999999,1724.654419,1752.153564,1895.0798339999999,1805.9541019999999,1850.544922,1864.8271480000001,1867.645264,1847.920044,1886.2886960000001,1887.3975829999999,1954.6374510000001,1950.002686,1959.9030760000001,1944.5776370000001,2018.8634030000001,1965.5968506000002]
["2014-09-07T17:00:29.955",5994,1731.3339840000001,2606.4609380000002,1782.8917240000001,1899.5692140000001,1964.9708250000001,1810.470703,1836.0673830000001,2007.275269,1876.428101,1944.091797,1957.0303960000001,1957.4147949999999,1918.125,1984.929077,1961.4133300000001,2004.592163,1980.7677000000001,1980.6716309999999,1932.1383060000001,2021.278442,1983.8896484000002]
["2014-09-08T01:00:29.995",6002,1259.024414,2634.5886230000001,1563.5198969999999,1802.966919,1972.5073239999999,1807.868774,1963.4613039999999,2163.2353520000001,2071.3627929999998,2202.8725589999999,2213.8703609999998,2241.7282709999999,2208.3610840000001,2252.9804690000001,2166.2907709999999,2113.3427729999999,2060.9560550000001,1985.446533,1923.4764399999999,2005.1514890000001,2017.6746579999999]
["2014-09-08T10:00:30.040",6011,2461.2678219999998,2712.5803219999998,1823.5349120000001,1950.3813479999999,2000.4764399999999,1744.689331,1751.7261960000001,1892.5828859999999,1861.671509,1924.2535399999999,1977.182495,2001.9810789999999,2005.8206789999999,2053.2316890000002,2037.749634,2081.466797,2042.090698,2020.942139,1984.7707519999999,2041.4389650000001,2034.1418701999999]
["2014-09-08T18:00:30.080",6019,2523.3576659999999,2770.3569339999999,2168.460693,2149.6740719999998,2170.3005370000001,2058.751953,2122.4262699999999,2349.642578,2171.8115229999999,2291.6992190000001,2269.2639159999999,2235.383057,2100.140625,2194.4016109999998,2118.3852539999998,2135.05249,2092.5529790000001,2069.6762699999999,2005.2548830000001,2078.7758789999998,2076.2625002]
["2014-09-09T00:00:30.110",6025,1580.2113039999999,2395.9406739999999,1535.4548339999999,1687.615112,1982.912231,1864.9708250000001,2169.4594729999999,2306.657471,2312.2094729999999,2496.5251459999999,2560.4865719999998,2582.328125,2461.6516109999998,2459.4165039999998,2362.3146969999998,2310.4665530000002,2247.0649410000001,2214.0515140000002,2180.6979980000001,2241.0590820000002,2238.6680176]
["2014-09-09T11:00:30.165",6036,1841.7579350000001,2630.6289059999999,2026.6170649999999,2278.0200199999999,2148.7539059999999,1996.028198,1990.9979249999999,2064.1208499999998,2009.0153809999999,2055.9848630000001,2039.434448,2054.5969239999999,2043.826904,2071.6445309999999,2039.6606449999999,2047.374268,2033.817139,1972.0770259999999,1933.4532469999999,1999.9888920000001,1997.3421143999999]
["2014-09-09T14:00:30.180",6039,2227.294922,2751.9509280000002,2305.423096,2405.0356449999999,2289.6989749999998,2223.4819339999999,2194.155518,2310.8447270000001,2144.6225589999999,2218.4804690000001,2169.4782709999999,2159.6152339999999,2123.0852049999999,2164.3017580000001,2125.148682,2107.7749020000001,2127.4013669999999,2078.7353520000001,1998.8305660000001,2090.2229000000002,2080.5930174]
["2014-09-09T20:00:30.210",6045,3205.2214359999998,2832.298096,2473.7551269999999,2764.2233890000002,2404.110107,2309.888672,2321.3093260000001,2431.1298830000001,2318.8083499999998,2455.0039059999999,2488.2370609999998,2499.7702640000002,2357.053711,2470.8969729999999,2406.3996579999998,2429.8090820000002,2317.533203,2293.7438959999999,2254.5334469999998,2296.9807129999999,2318.5200682000004]
["2014-09-10T04:00:30.250",6053,1215.049683,2517.8652339999999,1727.096436,1650.561279,1899.741211,1701.91626,1687.6170649999999,1850.429077,1727.2098390000001,1738.8012699999999,1807.5120850000001,1804.85376,1840.3908690000001,1921.408081,1898.7861330000001,1994.693115,1995.1942140000001,2020.6492920000001,1989.651245,2106.45874,2021.3293212000001]
["2014-09-10T13:00:30.295",6062,2632.3432619999999,2696.876221,2417.678711,2686.8005370000001,2353.030518,2324.2878420000002,2291.2709960000002,2434.7370609999998,2310.5598140000002,2428.3442380000001,2397.8942870000001,2398.4777829999998,2346.66626,2437.288086,2380.701172,2349.7158199999999,2340.7158199999999,2258.2062989999999,2151.5004880000001,2214.657471,2262.9591796]
["2014-09-10T21:00:30.335",6070,3318.7683109999998,2494.1008299999999,2496.4790039999998,2552.140625,2335.7404790000001,2281.5085450000001,2334.0214839999999,2325.0739749999998,2271.2963869999999,2310.8315429999998,2353.343018,2364.5639649999998,2359.7473140000002,2487.327393,2476.3801269999999,2549.5817870000001,2452.5458979999999,2454.6735840000001,2496.9555660000001,2510.2202149999998,2492.7954099999997]
["2014-09-11T06:00:30.380",6079,1836.963501,2476.6633299999999,2082.8813479999999,2097.8957519999999,2019.0141599999999,1876.209717,1802.6201169999999,2000.1645510000001,1885.868408,1924.7989500000001,1964.2155760000001,1944.78772,1878.677124,1915.6451420000001,1889.2192379999999,1938.932861,1934.4826660000001,1933.4586179999999,1883.371216,1973.5854489999999,1932.7661619999999]
["2014-09-11T11:00:30.405",6084,2542.4636230000001,2430.4797359999998,2352.0954590000001,2329.2734380000002,2255.8327640000002,2239.829346,2363.6477049999999,2410.6984859999998,2330.998779,2403.764893,2375.4277339999999,2382.8054200000001,2322.2717290000001,2381.8244629999999,2322.0529790000001,2302.123047,2286.1374510000001,2225.5095209999999,2165.044922,2212.39624,2238.2422362000002]
["2014-09-11T23:00:30.465",6096,1725.8679199999999,2319.2854000000002,1831.523193,2011.9385990000001,2098.8701169999999,2001.779419,2122.7375489999999,2066.7775879999999,2063.336182,2029.7730710000001,2065.3237300000001,2071.6701659999999,2138.5732419999999,2190.3483890000002,2200.7246089999999,2259.9460450000001,2220.966797,2221.71875,2242.3237300000001,2311.2421880000002,2251.2395019999999]
["2014-09-12T00:00:30.470",6097,1752.0770259999999,2302.8291020000001,1735.247437,1943.5825199999999,1958.5566409999999,1831.063721,1938.7657469999999,2023.8813479999999,2032.561279,2028.183716,2048.2138669999999,2040.6936040000001,2087.0922850000002,2112.4853520000001,2111.2006839999999,2154.1411130000001,2139.3588869999999,2140.428711,2135.5891109999998,2230.8713379999999,2160.0778319999999]
["2014-09-12T10:00:30.520",6107,1985.911499,2336.179443,1925.4913329999999,2280.7524410000001,2089.0961910000001,2019.1827390000001,2035.1507570000001,2174.530518,2100.413086,2209.0671390000002,2218.2570799999999,2228.6762699999999,2181.9682619999999,2241.1865229999999,2212.4428710000002,2227.6286620000001,2208.7236330000001,2164.7700199999999,2122.0676269999999,2168.3083499999998,2178.2996584000002]
["2014-09-12T17:00:30.555",6114,2070.8559570000002,2447.829346,2102.6027829999998,2252.9445799999999,2149.8547359999998,2073.999268,2087.6564939999998,2193.9370119999999,2072.3820799999999,2145.3139649999998,2186.798096,2187.554443,2126.774414,2244.6540530000002,2209.046143,2278.0424800000001,2228.8208009999998,2265.2053219999998,2236.780029,2312.2695309999999,2264.2236325999997]
["2014-09-13T00:00:30.590",6121,1646.113525,2346.5356449999999,1644.885376,1734.269409,1935.740845,1807.7529300000001,1955.2346190000001,2040.1232910000001,2008.5139160000001,2034.0708010000001,2045.4235839999999,2028.9765629999999,2021.931274,2041.8579099999999,2017.1347659999999,2039.6951899999999,2030.8636469999999,2009.0169679999999,1971.0516359999999,2072.6652829999998,2024.6585447999998]
["2014-09-13T10:00:30.640",6131,2094.2514649999998,2428.9868160000001,1916.1645510000001,2018.0579829999999,2003.242432,1862.729736,1890.9963379999999,2037.584961,1955.6961670000001,2032.5101320000001,2042.780884,2053.0590820000002,2040.2899170000001,2096.310547,2086.6071780000002,2133.4926759999998,2124.0668949999999,2112.600586,2074.2121579999998,2132.8408199999999,2115.4426269999999]
["2014-09-13T14:00:30.660",6135,2479.8061520000001,2459.9516600000002,2002.918457,2136.4702149999998,2081.7062989999999,1972.1455080000001,1995.7010499999999,2132.2402339999999,2019.1260990000001,2099.0825199999999,2098.094971,2098.8403320000002,2064.8520509999998,2153.9716800000001,2123.514404,2164.2553710000002,2157.1423340000001,2164.7631839999999,2104.5209960000002,2195.6608890000002,2157.2685548000004]
["2014-09-14T03:00:30.725",6148,1473.466797,2252.2041020000001,1534.4091800000001,1598.6820070000001,1773.5083010000001,1593.850342,1589.6518550000001,1774.1191409999999,1689.549072,1750.4882809999999,1814.0419919999999,1842.69165,1877.958862,1931.287231,1913.836182,1954.7849120000001,1948.8125,1924.0147710000001,1868.5615230000001,1962.6396480000001,1931.7626708]
["2014-09-14T11:00:30.765",6156,2130.2150879999999,2442.7810060000002,1816.0306399999999,1930.0710449999999,1981.668457,1837.3114009999999,1888.8245850000001,2036.5588379999999,1945.1655270000001,2023.901245,2016.356567,2021.3634030000001,1988.2807620000001,2028.6323239999999,2009.10437,2039.595337,2035.042236,2021.599365,1967.0363769999999,2046.651611,2021.9849852]
["2014-09-14T12:00:30.770",6157,2057.8952640000002,2450.7438959999999,1795.5826420000001,1958.500732,1980.8057859999999,1838.7857670000001,1878.2154539999999,2045.362061,1947.608643,2041.919189,2040.200562,2052.7727049999999,2022.829346,2072.1899410000001,2045.4875489999999,2066.076904,2057.755615,2041.504639,1976.678711,2062.2597660000001,2040.8551269999996]
["2014-09-14T21:00:30.815",6166,2342.0913089999999,2382.3276369999999,1801.0421140000001,1878.115356,1952.356323,1785.3588870000001,1827.1651609999999,1912.1171879999999,1843.240967,1881.9854740000001,1924.278564,1941.9964600000001,1969.1872559999999,2022.631226,2019.783447,2070.8713379999999,2027.966064,2013.669312,1992.102173,2064.945557,2033.9108888000003]
["2014-09-15T05:00:30.855",6174,1397.8389890000001,2189.914307,1432.5371090000001,1513.9071039999999,1718.316284,1546.2579350000001,1559.610596,1774.9799800000001,1664.7651370000001,1733.701172,1762.1717530000001,1783.9243160000001,1790.9254149999999,1827.455933,1815.352539,1857.4398189999999,1853.8862300000001,1833.0996090000001,1788.6157229999999,1876.1605219999999,1841.8403805999999]
["2014-09-15T11:00:30.885",6180,2349.514893,2117.0715329999998,1612.448975,1924.669067,1872.0770259999999,1746.2939449999999,1761.5748289999999,1904.9560550000001,1828.590942,1887.4923100000001,1885.5720209999999,1897.412842,1891.404419,1924.647095,1928.626953,1973.2073969999999,1967.9670410000001,1955.9357910000001,1894.5527340000001,1976.5239260000001,1953.6373778000002]
["2014-09-15T22:00:30.940",6191,1426.3443600000001,1752.9241939999999,1358.7402340000001,1488.3009030000001,1621.0352780000001,1507.3741460000001,1586.966064,1725.291626,1692.1008300000001,1742.2855219999999,1770.432495,1791.5780030000001,1808.77063,1827.7779539999999,1826.6835940000001,1874.1583250000001,1854.159058,1842.4696039999999,1812.5579829999999,1901.1539310000001,1856.8997801999999]
["2014-09-16T08:00:30.990",6201,1084.0234379999999,2132.5285640000002,1279.1442870000001,1275.3977050000001,1557.505249,1346.0512699999999,1363.653442,1584.227539,1498.4704589999999,1570.116943,1587.3260499999999,1616.894043,1624.2388920000001,1643.5142820000001,1655.1503909999999,1715.7296140000001,1720.8063959999999,1708.4844969999999,1659.9216309999999,1748.9189449999999,1710.7722165999999]
["2014-09-16T15:00:31.025",6208,1569.985596,2505.2919919999999,1500.1705320000001,1527.351807,1756.5635990000001,1514.4085689999999,1541.6214600000001,1728.9868160000001,1616.977539,1698.9514160000001,1698.8714600000001,1727.8599850000001,1736.5710449999999,1754.1623540000001,1750.627808,1781.317505,1784.1906739999999,1771.2532960000001,1712.6457519999999,1814.8041989999999,1772.8422851999999]
["2014-09-16T22:00:31.060",6215,1604.8304439999999,2955.476318,1663.9113769999999,1927.8985600000001,2071.5437010000001,1802.5229489999999,1857.6191409999999,1890.9620359999999,1790.1839600000001,1773.427856,1736.6992190000001,1724.962769,1726.038086,1717.8013920000001,1729.691284,1766.6495359999999,1747.425659,1716.6373289999999,1680.3413089999999,1768.1660159999999,1735.8439697999997]
["2014-09-17T00:00:31.070",6217,897.21356200000002,2951.1682129999999,1485.7296140000001,1585.342529,1934.4758300000001,1632.462524,1736.4696039999999,1862.036499,1763.8950199999999,1822.302612,1822.55249,1836.8005370000001,1824.5710449999999,1796.3157960000001,1768.684937,1765.2375489999999,1743.798096,1696.87085,1651.943115,1745.2947999999999,1720.6288820000002]
["2014-09-17T08:00:31.110",6225,1860.7691649999999,3008.655029,2149.4135740000002,2114.0639649999998,2309.5839839999999,2100.6857909999999,2258.2597660000001,2265.828857,2157.8378910000001,2171.9377439999998,2099.358154,2019.41272,1868.134399,1829.8450929999999,1797.421143,1819.160889,1788.7771,1754.5421140000001,1693.966919,1773.0405270000001,1765.8975098000003]
["2014-09-17T17:00:31.155",6234,2120.6735840000001,3039.4157709999999,2232.0195309999999,2452.2504880000001,2462.7058109999998,2369.2165530000002,2474.6625979999999,2503.6840820000002,2331.711914,2357.036865,2325.8845209999999,2297.8708499999998,2202.3774410000001,2280.4311520000001,2217.4201659999999,2222.5473630000001,2148.0334469999998,2110.0058589999999,2026.415649,2096.2846679999998,2120.6573971999997]
["2014-09-18T05:00:31.215",6246,1765.645996,2725.0668949999999,2167.657471,1992.950562,2126.000732,2012.076538,2021.709595,2232.6279300000001,2090.6411130000001,2183.860107,2244.5639649999998,2252.7104490000002,2204.6989749999998,2302.1994629999999,2259.203857,2277.4672850000002,2237.1201169999999,2219.2573240000002,2166.001953,2233.0874020000001,2226.5868161999997]
["2014-09-18T10:00:31.240",6251,2352.5947270000001,2876.9277339999999,2364.6252439999998,2711.288086,2470.6958009999998,2382.1206050000001,2461.5422359999998,2514.3229980000001,2482.4221189999998,2537.3071289999998,2526.088135,2485.6469729999999,2375.951904,2431.5732419999999,2381.2446289999998,2394.8391109999998,2348.5847170000002,2327.1335450000001,2283.423096,2327.173828,2336.2308594000001]
["2014-09-18T19:00:31.285",6260,2571.951904,2902.2802729999999,2653.2292480000001,2812.969971,2543.6040039999998,2514.7849120000001,2570.2707519999999,2661.8415530000002,2545.5541990000002,2694.6289059999999,2725.9377439999998,2691.2172850000002,2506.411865,2598.5507809999999,2496.7060550000001,2499.6323240000002,2411.8933109999998,2395.0161130000001,2359.9331050000001,2418.413086,2416.9775878]
["2014-09-19T04:00:31.330",6269,1474.9261469999999,2959.4750979999999,1926.9720460000001,2361.5607909999999,2314.2895509999998,2182.1376949999999,2149.9633789999998,2284.516357,2150.6357419999999,2196.2062989999999,2250.655518,2239.9846189999998,2230.423096,2330.9189449999999,2304.2026369999999,2355.6928710000002,2318.7946780000002,2310.7768550000001,2263.2883299999999,2349.5493160000001,2319.6204100000004]
["2014-09-19T12:00:31.370",6277,2385.334961,3267.4672850000002,2620.7246089999999,3095.8759770000001,2686.330078,2661.6137699999999,2677.6118160000001,2789.3122560000002,2667.3610840000001,2773.3286130000001,2728.1115719999998,2698.2951659999999,2571.2597660000001,2666.7719729999999,2568.0505370000001,2522.5532229999999,2469.5561520000001,2410.7280270000001,2354.6533199999999,2421.5727539999998,2435.8126951999998]
["2014-09-19T18:00:31.400",6283,2071.1437989999999,3653.7639159999999,2645.1945799999999,2856.7883299999999,2769.6433109999998,2687.7985840000001,2764.539307,2833.5690920000002,2688.7089839999999,2761.1914059999999,2780.2573240000002,2741.0815429999998,2576.6286620000001,2729.5759280000002,2651.283203,2663.992432,2571.9819339999999,2553.5766600000002,2516.3620609999998,2566.209961,2574.4246096000002]
["2014-09-19T21:00:31.415",6286,2657.601807,3881.4812010000001,2833.7163089999999,2920.1267090000001,2816.8469239999999,2593.2871089999999,2613.2851559999999,2638.1130370000001,2534.1232909999999,2599.3146969999998,2657.2971189999998,2653.0834960000002,2581.4113769999999,2721.89624,2656.6660160000001,2683.3547359999998,2583.3276369999999,2560.0622560000002,2565.6171880000002,2597.0820309999999,2597.8887696000002]
["2014-09-20T08:00:31.470",6297,2825.1552729999999,3961.3559570000002,2850.7377929999998,3089.7521969999998,2939.1743160000001,2815.811279,2788.0817870000001,2840.7482909999999,2662.2070309999999,2697.4008789999998,2696.2524410000001,2642.1076659999999,2508.686279,2644.8508299999999,2573.749268,2569.5939939999998,2525.27124,2486.5895999999998,2449.405518,2480.3247070000002,2502.2370117999999]
["2014-09-20T14:00:31.500",6303,4179.0825199999999,4591.013672,3311.498779,3867.8061520000001,3315.9758299999999,3148.0905760000001,2986.6499020000001,3056.9499510000001,2882.4907229999999,2950.3278810000002,2943.5041500000002,2895.8122560000002,2729.6674800000001,2951.5104980000001,2844.5034179999998,2840.5898440000001,2792.0622560000002,2768.1430660000001,2743.2685550000001,2769.3413089999999,2782.6810059999998]
["2014-09-20T22:00:31.540",6311,3409.1826169999999,4817.3037109999996,3099.7116700000001,3968.7707519999999,3624.9084469999998,3518.4196780000002,3506.852539,3408.5,3269.8366700000001,3207.124268,3138.320557,3016.8552249999998,2767.1279300000001,2908.6525879999999,2796.1750489999999,2789.4892580000001,2707.8466800000001,2692.1511230000001,2731.9187010000001,2753.024414,2734.8860352000002]
["2014-09-21T07:00:31.585",6320,2183.2041020000001,4730.1459960000002,2610.7687989999999,2854.4372560000002,3013.8234859999998,2703.6513669999999,2721.2902829999998,2923.0976559999999,2768.006836,2816.3884280000002,2876.1879880000001,2794.0209960000002,2656.2607419999999,2828.4604490000002,2760.4572750000002,2779.8322750000002,2734.4958499999998,2731.7348630000001,2721.8405760000001,2735.8583979999999,2740.7523924000002]
["2014-09-21T15:00:31.625",6328,5529.0756840000004,4440.408203,3697.2653810000002,4019.7971189999998,3583.749268,3667.41626,3635.9328609999998,3709.3835450000001,3486.6870119999999,3484.241943,3370.7092290000001,3232.5183109999998,2958.2607419999999,3235.4470209999999,3078.9401859999998,3033.3645019999999,2984.7421880000002,2933.2878420000002,2928.748047,2939.9714359999998,2964.0228029999998]
["2014-09-22T00:00:31.670",6337,2582.1899410000001,3555.0737300000001,2241.360596,2799.2827149999998,2972.8310550000001,2867.4406739999999,3048.6103520000001,3014.310547,2930.3332519999999,3091.7565920000002,3217.9250489999999,3310.4506839999999,3200.5932619999999,3465.7817380000001,3283.6423340000001,3185.0668949999999,3043.7783199999999,2978.251221,2995.5314939999998,2995.131836,3039.5519531999998]
["2014-09-22T05:00:31.695",6342,1407.1956789999999,3297.5971679999998,2007.866211,2138.1191410000001,2397.3896479999999,2194.6901859999998,2147.9926759999998,2412.0463869999999,2251.7292480000001,2293.5522460000002,2436.4541020000001,2394.5268550000001,2427.6328130000002,2634.4025879999999,2636.1721189999998,2721.3066410000001,2699.5673830000001,2730.3703609999998,2738.2905270000001,2779.4440920000002,2733.7958007999996]
["2014-09-22T09:00:31.715",6346,3672.5546880000002,3215.6945799999999,2540.3161620000001,2826.108643,2661.2294919999999,2541.3610840000001,2551.2951659999999,2699.5954590000001,2627.8422850000002,2692.4235840000001,2750.6877439999998,2680.743164,2553.7573240000002,2701.2963869999999,2596.8596189999998,2608.7436520000001,2584.0190429999998,2586.732422,2591.0690920000002,2630.6713869999999,2600.2471192000003]
["2014-09-22T19:00:31.765",6356,5781.7568359999996,3134.4838869999999,3346.9052729999999,2874.4970699999999,2630.1401369999999,2534.4533689999998,2542.2810060000002,2727.2485350000002,2595.6137699999999,2725.078857,2855.6467290000001,2835.6660160000001,2663.0583499999998,2920.7631839999999,2848.2944339999999,2901.5471189999998,2816.8515630000002,2862.3156739999999,2882.0263669999999,2905.7285160000001,2873.6938478000002]
["2014-09-23T02:00:31.800",6363,883.7443237,2270.4445799999999,1351.6069339999999,1564.1298830000001,1904.619019,1779.5451660000001,1842.8914789999999,1967.593018,1860.9376219999999,1911.6329350000001,2031.14624,2097.132568,2255.5078130000002,2449.3583979999999,2425.1679690000001,2485.15625,2482.3286130000001,2480.5664059999999,2506.969482,2583.8354490000002,2507.77124]
["2014-09-23T09:00:31.835",6370,2120.7067870000001,2592.533203,2263.538086,2449.0593260000001,2251.7573240000002,2139.2687989999999,2206.8039549999999,2251.4279790000001,2231.4265140000002,2258.5490719999998,2268.4641109999998,2244.2690429999998,2125.9780270000001,2165.9497070000002,2104.0307619999999,2131.8420409999999,2121.5129390000002,2120.6477049999999,2110.8842770000001,2169.2573240000002,2130.8288572000001]
["2014-09-23T19:00:31.885",6380,3440.273193,2905.8027339999999,2985.798828,3204.8386230000001,2635.4558109999998,2667.0241700000001,2642.9626459999999,2794.3154300000001,2597.0048830000001,2735.5061040000001,2755.5104980000001,2708.9243160000001,2460.4079590000001,2650.5134280000002,2537.6579590000001,2573.3393550000001,2456.8454590000001,2470.9589839999999,2491.5483399999998,2524.8210450000001,2503.5026366000002]
["2014-09-24T02:00:31.920",6387,1045.637207,2614.0634770000001,1730.099365,1636.4993899999999,1880.339111,1666.60437,1748.7539059999999,1960.681274,1951.502686,1958.836182,2051.017578,2049.1767580000001,2115.4797359999998,2218.0910640000002,2192.7907709999999,2241.7783199999999,2233.633057,2230.2524410000001,2211.110596,2302.1188959999999,2243.7786620000002]
["2014-09-24T12:00:31.970",6397,2603.3715820000002,3241.4536130000001,2467.6750489999999,3237.5585940000001,2703.6755370000001,2678.556885,2574.318115,2671.9277339999999,2545.764404,2687.2070309999999,2664.2697750000002,2676.5720209999999,2588.6477049999999,2746.6652829999998,2620.8515630000002,2549.141846,2553.2548830000001,2465.1748050000001,2400.751953,2426.726807,2479.0100588]
["2014-09-24T13:00:31.975",6398,2531.7597660000001,3276.0654300000001,2482.0373540000001,2805.7055660000001,2694.4465329999998,2696.6965329999998,2742.205078,2781.5541990000002,2623.5959469999998,2710.767578,2659.1179200000001,2644.751953,2557.2790530000002,2773.8103030000002,2670.4826659999999,2627.6594239999999,2636.913818,2562.5261230000001,2479.8017580000001,2515.468018,2564.4738281999998]
["2014-09-24T22:00:32.020",6407,1772.481323,3517.7768550000001,2187.6616210000002,2864.4895019999999,2727.5356449999999,2525.4492190000001,2639.570068,2561.58374,2565.258057,2539.8759770000001,2556.6560060000002,2527.9621579999998,2539.6936040000001,2667.5454100000002,2646.6298830000001,2706.8063959999999,2618.7978520000001,2612.5935060000002,2703.8308109999998,2688.3781739999999,2666.0813478]
["2014-09-25T06:00:32.060",6415,2196.758789,3613.6286620000001,2698.0317380000001,2582.2612300000001,2550.32251,2327.766357,2281.0703130000002,2474.4841310000002,2289.9580080000001,2351.344482,2374.1833499999998,2313.849365,2156.6835940000001,2223.0036620000001,2141.181885,2139.876221,2107.2604980000001,2068.2766109999998,2022.887573,2080.532471,2083.7666748000001]
["2014-09-25T15:00:32.105",6424,3548.8020019999999,3601.7871089999999,3094.4975589999999,3701.5671390000002,3025.0878910000001,3093.2434079999998,2937.6484380000002,3134.9665530000002,2908.380615,3052.7001949999999,3023.6469729999999,2974.5070799999999,2750.117432,3048.6655270000001,2920.1860350000002,2920.522461,2867.9245609999998,2857.3977049999999,2806.1064449999999,2850.813721,2860.5529785999997]
["2014-09-25T23:00:32.145",6432,2004.215942,3122.9416500000002,2366.4853520000001,2644.193115,2836.8366700000001,2793.1884770000001,2953.6677249999998,2735.8029790000001,2711.3452149999998,2678.2521969999998,2729.9301759999998,2706.02124,2661.423828,2777.8134770000001,2712.1455080000001,2716.4167480000001,2628.9277339999999,2590.453857,2631.8098140000002,2675.0217290000001,2648.5259764000002]
["2014-09-26T05:00:32.175",6438,1693.030518,3137.1008299999999,2314.9978030000002,2366.7473140000002,2432.4379880000001,2325.4714359999998,2308.851807,2511.9135740000002,2359.7456050000001,2366.4555660000001,2421.2670899999998,2350.0429690000001,2238.4311520000001,2350.830078,2307.9704590000001,2351.531982,2345.8664549999999,2342.4470209999999,2298.9404300000001,2348.4179690000001,2337.4407713999999]
["2014-09-26T16:00:32.230",6449,2311.9614259999998,3124.0842290000001,2667.2248540000001,3092.775635,2737.9084469999998,2771.9643550000001,2790.3005370000001,2992.2214359999998,2818.6652829999998,2973.6552729999999,3011.3388669999999,2977.6130370000001,2743.1120609999998,3009.0742190000001,2879.8354490000002,2887.4682619999999,2816.361328,2851.6677249999998,2844.6591800000001,2883.3752439999998,2856.7063477999995]
["2014-09-26T19:00:32.245",6452,3972.4978030000002,3195.3774410000001,2965.9123540000001,3046.0825199999999,2683.6206050000001,2615.8630370000001,2623.672607,2750.0451659999999,2651.661865,2780.3154300000001,2854.431885,2836.4660640000002,2684.7468260000001,2904.5554200000001,2825.4270019999999,2885.7883299999999,2775.7053219999998,2800.9497070000002,2889.9003910000001,2876.8010250000002,2845.828955]
["2014-09-27T01:00:32.275",6458,889.31127930000002,2686.4685060000002,1588.3636469999999,1711.1992190000001,2089.6423340000001,1903.930664,2010.998169,2132.531982,2111.858154,2259.8291020000001,2416.3088379999999,2430.389893,2402.3657229999999,2488.0288089999999,2402.0541990000002,2402.335693,2374.8378910000001,2361.4790039999998,2312.4047850000002,2419.053711,2374.0222168]
["2014-09-27T09:00:32.315",6466,1961.856812,2827.0363769999999,2194.9016109999998,3073.279297,2693.0898440000001,2710.4035640000002,2711.2253420000002,2632.7856449999999,2543.0671390000002,2569.329346,2559.8469239999999,2517.7197270000001,2397.4482419999999,2475.7570799999999,2393.2773440000001,2397.5334469999998,2384.7470699999999,2364.7067870000001,2347.5991210000002,2389.2536620000001,2376.7680174000002]
["2014-09-27T18:00:32.360",6475,2176.788818,2942.724365,2494.7282709999999,3214.2917480000001,2887.0139159999999,2991.313232,3128.5083009999998,3030.9233399999998,2863.8100589999999,2860.296875,2845.1166990000002,2805.2609859999998,2603.4375,2787.2639159999999,2673.607422,2683.9379880000001,2552.2150879999999,2559.0161130000001,2561.7697750000002,2597.946289,2590.9770506]
["2014-09-28T02:00:32.400",6483,1051.6954350000001,2639.9309079999998,1758.266846,1902.303345,2192.3791500000002,2149.1208499999998,2297.8715820000002,2409.0979000000002,2274.976318,2319.7294919999999,2380.5434570000002,2380.0927729999999,2373.1674800000001,2488.3776859999998,2393.6066890000002,2349.709961,2297.211182,2231.289307,2156.8391109999998,2254.8054200000001,2257.9709962000002]
["2014-09-28T11:00:32.445",6492,3035.5363769999999,2612.0505370000001,2540.1135250000002,2750.34375,2419.6164549999999,2413.1311040000001,2441.876221,2547.4936520000001,2522.4826659999999,2594.9560550000001,2604.8708499999998,2584.5969239999999,2513.1845699999999,2662.664307,2590.5065920000002,2594.7705080000001,2592.2312010000001,2570.2775879999999,2522.5263669999999,2557.1347660000001,2567.3880859999999]
["2014-09-28T16:00:32.470",6497,1727.001953,2379.860596,2324.1401369999999,2770.1254880000001,2435.639404,2572.3085940000001,2573.6083979999999,2787.8483890000002,2608.2082519999999,2758.1589359999998,2775.3874510000001,2737.2863769999999,2538.4528810000002,2763.5195309999999,2647.0429690000001,2660.599365,2614.6735840000001,2635.7775879999999,2622.2482909999999,2663.5939939999998,2639.3785643999995]
["2014-09-29T04:00:32.530",6509,878.18090819999998,1781.4263920000001,1270.9929199999999,1119.0029300000001,1455.888428,1320.1577150000001,1223.466919,1593.2523189999999,1495.809692,1609.501831,1790.0477289999999,1850.127563,1954.6499020000001,2085.3327640000002,2094.0651859999998,2187.484375,2200.8840329999998,2228.80249,2220.046143,2295.4807129999999,2226.5395508000001]
["2014-09-29T06:00:32.540",6511,1184.66626,1816.6885990000001,1407.703125,1421.552612,1593.1166989999999,1482.6082759999999,1406.0288089999999,1677.7459719999999,1567.571533,1587.640259,1677.2890629999999,1668.8869629999999,1732.971802,1825.4916989999999,1876.7879640000001,2024.725952,2065.8503420000002,2135.1691890000002,2143.150635,2212.171143,2116.2134522000001]
["2014-09-29T13:00:32.575",6518,1579.9221190000001,1875.815063,1610.9248050000001,1723.216553,1763.5922849999999,1723.994751,1771.9415280000001,2002.509155,1951.3535159999999,2088.7353520000001,2100.2004390000002,2132.6279300000001,2117.647461,2225.094971,2181.6052249999998,2210.0961910000001,2243.1789549999999,2229.5922850000002,2181.4562989999999,2268.4128420000002,2226.5473143999998]
["2014-09-30T03:00:32.645",6532,779.76654050000002,1657.075317,1107.9609379999999,1056.694336,1340.1400149999999,1193.202393,1069.5390629999999,1335.5931399999999,1233.8328859999999,1284.4609379999999,1399.039673,1473.0543210000001,1651.811279,1748.5648189999999,1763.025513,1840.5986330000001,1876.2666019999999,1859.2430420000001,1826.8901370000001,1942.960327,1869.1917482000001]
["2014-09-30T06:00:32.660",6535,1197.1521,1741.3549800000001,1459.390259,1413.4626459999999,1500.1798100000001,1362.216064,1279.7895510000001,1488.9688719999999,1374.7335210000001,1382.9692379999999,1415.380615,1413.8157960000001,1380.472168,1396.866577,1403.282471,1516.8688959999999,1548.2921140000001,1597.330688,1587.047607,1697.6994629999999,1589.4477535999999]
["2014-09-30T13:00:32.695",6542,1944.4663089999999,1843.1069339999999,2151.0344239999999,2324.6225589999999,1965.305298,2012.7845460000001,2013.5882570000001,2126.2827149999998,2040.5289310000001,2093.1047359999998,1996.369995,1997.0656739999999,1984.2933350000001,2019.053101,2000.6816409999999,2001.659058,2041.337769,1988.532471,1904.2154539999999,1987.266357,1984.6022217999998]
["2014-09-30T23:00:32.745",6552,1125.747437,1805.4072269999999,1294.2570800000001,1581.0541989999999,1705.8995359999999,1595.569702,1733.3592530000001,1741.3310550000001,1832.9609379999999,1874.4300539999999,1969.3167719999999,2026.4636230000001,2139.2734380000002,2153.7004390000002,2166.4140630000002,2177.0703130000002,2118.493164,2080.6372070000002,2098.51001,2141.2746579999998,2123.1970704]
["2014-10-01T08:00:32.790",6561,1466.0631100000001,1926.7642820000001,1589.814331,1825.1062010000001,1764.8420410000001,1676.5153809999999,1671.971436,1824.475586,1728.4742429999999,1785.0428469999999,1766.1757809999999,1775.2696530000001,1676.44751,1675.372314,1642.7595209999999,1661.2735600000001,1651.700073,1602.8079829999999,1571.384155,1626.0589600000001,1622.6449462]
["2014-10-01T16:00:32.830",6569,1377.2391359999999,1970.235596,1556.689331,1892.38501,1816.2802730000001,1754.375732,1764.287231,1951.428467,1829.0889890000001,1923.013428,1944.673706,1962.157837,1904.0943600000001,2010.080078,1995.398682,2059.095703,2043.8165280000001,2092.523682,1997.3057859999999,2106.118164,2059.7719726]
["2014-10-02T01:00:32.875",6578,920.75817870000003,1838.296509,1191.1733400000001,1278.434448,1566.558716,1429.0634769999999,1511.8016359999999,1620.418457,1588.1423339999999,1612.283447,1632.3093260000001,1651.971436,1735.500732,1722.1942140000001,1698.836914,1696.8070070000001,1733.138062,1694.353149,1645.309814,1785.368774,1710.9953612000002]
["2014-10-02T02:00:32.880",6579,796.89373780000005,1843.4672849999999,1147.767578,1184.8718260000001,1465.2459719999999,1311.6289059999999,1351.8706050000001,1566.7944339999999,1504.8519289999999,1555.2771,1579.036987,1605.6141359999999,1663.162842,1669.5009769999999,1630.3704829999999,1631.489624,1670.1429439999999,1622.662476,1547.434082,1694.7579350000001,1633.2974122000001]
["2014-10-02T10:00:32.920",6587,1838.748169,1988.29187,1728.9945070000001,1885.358154,1825.5979,1732.9277340000001,1803.3698730000001,1901.951904,1848.5850829999999,1907.342529,1875.1102289999999,1896.5561520000001,1881.793091,1849.290894,1860.8957519999999,1880.303711,1866.9285890000001,1816.2955320000001,1762.272827,1818.7871090000001,1828.9175535999998]
["2014-10-02T23:00:32.985",6600,1189.7132570000001,1858.377808,1473.4438479999999,1705.857544,1750.352783,1649.324341,1713.022217,1752.0063479999999,1754.8861079999999,1765.7266850000001,1799.3287350000001,1827.4589840000001,1895.4938959999999,1874.478394,1890.91272,1905.256226,1878.507202,1836.413818,1807.7767329999999,1897.4326169999999,1865.0773192000001]
["2014-10-03T03:00:33.005",6604,955.61029050000002,1889.1435550000001,1317.6392820000001,1549.0604249999999,1588.617432,1451.0512699999999,1386.6883539999999,1602.6798100000001,1521.3382570000001,1557.2242429999999,1589.3865969999999,1619.6206050000001,1674.0002440000001,1693.804077,1684.2158199999999,1708.228149,1727.388794,1679.483643,1589.5042719999999,1709.291626,1682.7792968000001]
["2014-10-03T13:00:33.055",6614,1672.5322269999999,2159.661865,1904.327759,1898.1865230000001,1884.4830320000001,1816.181885,1849.7357179999999,1987.6683350000001,1880.4990230000001,1965.318115,1951.6992190000001,1983.6258539999999,2018.564087,2105.1235350000002,2106.1970209999999,2134.4497070000002,2129.8078609999998,2088.8239749999998,1982.015625,2068.7348630000001,2080.7664061999999]
["2014-10-03T20:00:33.090",6621,2102.2841800000001,2378.8530270000001,2160.0939939999998,1949.795654,1963.106689,1815.638062,1864.8767089999999,1940.9365230000001,1878.6942140000001,1935.6861570000001,1979.130005,2002.551025,1997.0325929999999,2031.999268,2015.9383539999999,2061.6198730000001,1980.2395019999999,1967.7329099999999,1963.2901609999999,2021.1252440000001,1998.8015380000002]
["2014-10-04T03:00:33.125",6628,1506.8057859999999,2363.1767580000001,2038.620361,2167.3889159999999,1922.5928960000001,1785.4261469999999,1662.384399,1893.385254,1776.100952,1881.340698,1906.944336,1915.875732,1901.599487,1928.011475,1879.7661129999999,1871.058716,1859.4803469999999,1792.1983640000001,1703.821289,1812.1416019999999,1807.7400635999998]
["2014-10-04T13:00:33.175",6638,2251.5695799999999,2609.9663089999999,2424.0161130000001,2704.6518550000001,2340.2788089999999,2305.5759280000002,2279.4907229999999,2325.688232,2207.705078,2260.3015140000002,2241.1110840000001,2250.2272950000001,2234.5512699999999,2309.2185060000002,2275.2397460000002,2279.2089839999999,2241.0202640000002,2208.1674800000001,2119.0903320000002,2205.6616210000002,2210.6297361999996]
["2014-10-04T20:00:33.210",6645,2636.7158199999999,2743.7897950000001,2724.095703,2918.2404790000001,2465.7280270000001,2431.8696289999998,2351.048828,2369.4807129999999,2243.7907709999999,2298.8740229999999,2318.5883789999998,2320.7312010000001,2272.5878910000001,2349.3085940000001,2300.116211,2311.289307,2217.6252439999998,2173.3928219999998,2157.0307619999999,2207.9016109999998,2213.4479492]
["2014-10-04T22:00:33.220",6647,1969.7242429999999,2622.7553710000002,2209.9926759999998,2650.0124510000001,2452.0424800000001,2446.0627439999998,2532.2746579999998,2470.3161620000001,2403.358154,2381.5410160000001,2354.673828,2315.3889159999999,2252.8522950000001,2283.452393,2257.6320799999999,2274.7058109999998,2212.3190920000002,2169.3967290000001,2145.0229490000002,2204.9645999999998,2201.2818361999998]
["2014-10-05T10:00:33.280",6659,2631.5214839999999,2327.4094239999999,2109.0566410000001,2331.1511230000001,2189.508789,2133.0805660000001,2156.5805660000001,2228.7282709999999,2162.6201169999999,2228.5722660000001,2261.3703609999998,2265.619385,2243.3754880000001,2323.0322270000001,2296.818115,2330.7160640000002,2294.859375,2282.5046390000002,2236.6745609999998,2295.6135250000002,2288.0736328000003]
["2014-10-05T15:00:33.305",6664,2815.9086910000001,2089.0502929999998,2131.8029790000001,2233.8286130000001,2068.4270019999999,2067.9377439999998,2078.6298830000001,2243.195557,2143.5310060000002,2245.7692870000001,2271.4458009999998,2276.0732419999999,2244.610107,2363.6770019999999,2324.5278320000002,2352.0102539999998,2327.9470209999999,2316.2270509999998,2255.2612300000001,2336.0551759999998,2317.5001463999997]
["2014-10-06T00:00:33.350",6673,983.36456299999998,1502.729736,1141.9731449999999,1929.2797849999999,1826.7653809999999,1859.69751,1960.0135499999999,2017.6763920000001,2012.751587,2100.6213379999999,2165.5190429999998,2210.3708499999998,2225.6757809999999,2277.4038089999999,2239.6906739999999,2246.5334469999998,2205.0419919999999,2176.70874,2138.405029,2223.3422850000002,2198.0062986000003]
["2014-10-06T08:00:33.390",6681,1504.703125,1505.956909,1288.929443,1391.2803960000001,1499.43103,1414.3582759999999,1450.0239260000001,1624.283447,1597.6210940000001,1634.005005,1675.577759,1689.963135,1692.341064,1710.5842290000001,1727.5516359999999,1827.2829589999999,1834.8127440000001,1885.146362,1868.2108149999999,1969.368774,1876.9643308000002]
["2014-10-06T14:00:33.420",6687,1577.2658690000001,1506.241577,1379.132568,1337.9952390000001,1443.698486,1375.1015629999999,1345.4227289999999,1616.153442,1531.4552000000001,1636.1126710000001,1650.5146480000001,1699.3145750000001,1764.1834719999999,1813.6868899999999,1833.510986,1889.164307,1929.470337,1923.0493160000001,1868.05603,1978.7924800000001,1917.706494]
["2014-10-07T01:00:33.475",6698,950.79486080000004,1347.98999,1039.8781739999999,911.21148679999999,1186.983154,1060.4975589999999,1065.318115,1332.1064449999999,1327.8538820000001,1471.0979,1571.8530270000001,1662.8983149999999,1798.7041019999999,1816.9301760000001,1825.463379,1832.5477289999999,1833.73999,1779.936768,1739.5192870000001,1839.2586670000001,1805.0004882000001]
["2014-10-07T02:00:33.480",6699,859.37042240000005,1362.101807,965.1366577,945.44580080000003,1175.9676509999999,1046.2186280000001,951.12646480000001,1232.615967,1176.2423100000001,1270.2089840000001,1367.632568,1463.2745359999999,1646.459961,1705.0279539999999,1737.4954829999999,1789.0344239999999,1811.1423339999999,1769.2836910000001,1721.2947999999999,1825.86853,1783.3247557999998]
["2014-10-07T13:00:33.535",6710,1442.8823239999999,1711.821899,1520.454346,1573.7707519999999,1558.403564,1478.102539,1434.0039059999999,1629.6048579999999,1527.1621090000001,1599.8101810000001,1565.9404300000001,1620.3907469999999,1676.4857179999999,1675.491211,1687.777466,1689.993164,1732.3294679999999,1673.1748050000001,1603.0600589999999,1695.560303,1678.8235597999999]
["2014-10-07T19:00:33.565",6716,1585.9072269999999,1789.8582759999999,1637.42749,1663.4545900000001,1665.738525,1591.9259030000001,1660.102173,1804.0349120000001,1718.384888,1812.118164,1822.1479489999999,1842.8364260000001,1743.854736,1782.1264650000001,1759.2329099999999,1797.9472659999999,1728.0976559999999,1709.1085210000001,1655.818726,1726.6256100000001,1723.5195558]
["2014-10-08T03:00:33.605",6724,975.13244629999997,1784.297241,1200.807495,1156.6166989999999,1405.597534,1220.3645019999999,1178.6645510000001,1389.876953,1323.1258539999999,1335.028198,1360.583496,1387.616577,1453.5998540000001,1476.0584719999999,1474.231812,1536.2817379999999,1582.002808,1581.456543,1523.687134,1649.837769,1574.6531983999998]
["2014-10-08T12:00:33.650",6733,1932.8023679999999,1840.5157469999999,1735.2010499999999,1938.2814940000001,1774.276611,1722.343384,1720.969482,1844.6010739999999,1759.6629640000001,1839.887939,1803.3283690000001,1838.0145259999999,1850.173462,1841.006836,1838.649658,1821.783447,1836.328491,1771.4395750000001,1682.6485600000001,1761.7729489999999,1774.7946044]
["2014-10-08T20:00:33.690",6741,1791.7413329999999,1854.213013,1772.7030030000001,1701.0667719999999,1713.5981449999999,1619.7633060000001,1655.310303,1752.623779,1700.0935059999999,1766.454712,1813.042725,1849.6072999999999,1875.1789550000001,1899.177856,1918.5382079999999,1978.8973390000001,1912.141846,1903.8741460000001,1902.882202,1950.2258300000001,1929.6042726000001]
["2014-10-09T05:00:33.735",6750,1192.5798339999999,1877.7413329999999,1403.4095460000001,1399.2807620000001,1535.3400879999999,1382.5460210000001,1327.2298579999999,1557.05603,1450.6129149999999,1498.236206,1515.0661620000001,1537.5195309999999,1533.4989009999999,1543.99585,1544.9848629999999,1598.186279,1605.9368899999999,1572.4001459999999,1515.7010499999999,1617.501953,1581.9452636000001]
["2014-10-09T10:00:33.760",6755,1711.8760990000001,1975.4963379999999,1692.490112,1715.11853,1736.814453,1631.283936,1690.825439,1840.501831,1771.7229,1843.5435789999999,1813.192139,1837.5360109999999,1831.9136960000001,1814.462769,1824.9580080000001,1845.6323239999999,1834.6210940000001,1779.433716,1716.536621,1782.6030270000001,1791.7653564]
["2014-10-09T14:00:33.780",6759,2151.7502439999998,2066.7570799999999,1959.825439,1848.731812,1792.3695070000001,1688.7392580000001,1675.724121,1850.042236,1740.7891850000001,1827.920654,1818.845337,1842.3294679999999,1852.9110109999999,1904.863159,1910.6429439999999,1959.067749,1958.6986079999999,1940.3603519999999,1841.5908199999999,1945.7269289999999,1929.0888915999999]
["2014-10-10T00:00:33.830",6769,1263.2891850000001,1947.7364500000001,1399.6411129999999,1549.480591,1681.006592,1571.687134,1691.774414,1819.8845209999999,1784.5992429999999,1804.7958980000001,1786.966553,1780.6625979999999,1805.3278809999999,1771.6171879999999,1778.9564210000001,1801.5660399999999,1801.705322,1769.2966309999999,1718.1601559999999,1831.130249,1784.3716796000001]
["2014-10-10T07:00:33.865",6776,1861.4261469999999,2026.905029,1791.5635990000001,1997.5313719999999,1843.7319339999999,1741.2563479999999,1681.8204350000001,1800.527832,1694.496216,1735.3282469999999,1736.705688,1749.9700929999999,1732.417236,1727.113159,1737.4121090000001,1784.4788820000001,1763.6567379999999,1728.8569339999999,1684.7913820000001,1756.2844239999999,1743.6136720000002]
["2014-10-10T14:00:33.900",6783,2246.4514159999999,2015.277466,2179.4433589999999,2122.0546880000002,1908.3199460000001,1868.9643550000001,1826.2711179999999,1995.0063479999999,1874.23938,1965.6235349999999,1957.873169,1977.357544,1971.2871090000001,2034.132568,2022.7730710000001,2060.2028810000002,2047.1405030000001,2027.104004,1940.8176269999999,2034.6423339999999,2021.9814697999998]
["2014-10-11T00:00:33.950",6793,1303.4646,1878.474365,1502.1640629999999,1655.987183,1805.1339109999999,1757.112061,1868.824707,1888.775269,1850.044922,1833.5620120000001,1844.274048,1849.9436040000001,1898.373047,1903.1854249999999,1919.7701420000001,1959.3116460000001,1952.6613769999999,1924.956543,1877.8836670000001,1974.8526609999999,1937.9331788]
["2014-10-11T07:00:33.985",6800,2350.6984859999998,1990.8781739999999,2351.866211,1895.0859379999999,1822.0826420000001,1731.790283,1692.984375,1809.4301760000001,1718.5297849999999,1749.7186280000001,1761.670044,1773.13562,1763.6004640000001,1785.148193,1800.382568,1870.607422,1863.513062,1854.9167480000001,1821.134888,1893.0786129999999,1860.6501466000002]
["2014-10-11T17:00:34.035",6810,1866.525269,2029.768188,1877.997192,1984.7734379999999,1886.551025,1838.296875,1864.8530270000001,2003.1807859999999,1900.479126,1978.282471,2000.2312010000001,2006.003052,1966.9460449999999,2015.705322,2004.439697,2048.0678710000002,2008.0200199999999,2018.3283690000001,1965.7260739999999,2059.0124510000001,2019.8309570000001]
["2014-10-11T21:00:34.055",6814,1844.3709719999999,2017.0798339999999,1683.88562,2197.5832519999999,1995.3210449999999,1921.4948730000001,1906.817139,1887.3984379999999,1850.584106,1875.0089109999999,1920.6906739999999,1950.1545410000001,1974.5867920000001,2005.145996,2001.7595209999999,2052.6611330000001,1998.7891850000001,1980.0317379999999,1962.768311,2035.7901609999999,2006.0081055999999]
["2014-10-12T02:00:34.080",6819,1414.8629149999999,1930.9910890000001,1479.0570070000001,1446.872437,1643.205688,1529.5279539999999,1558.8057859999999,1732.7725829999999,1642.4304199999999,1681.400513,1703.4483640000001,1724.368408,1799.6333010000001,1837.0192870000001,1845.1757809999999,1883.085327,1886.6541749999999,1847.0935059999999,1783.344971,1890.8569339999999,1858.2069825999999]
["2014-10-12T11:00:34.125",6828,1818.6864009999999,1925.5948490000001,1569.3679199999999,1699.534058,1726.8582759999999,1625.4079589999999,1646.9731449999999,1815.397827,1756.2739260000001,1849.853638,1872.1038820000001,1913.4652100000001,1946.088745,1978.6585689999999,1988.855957,2022.236328,2012.5928960000001,1981.1455080000001,1915.646851,1993.6517329999999,1985.0546632]
["2014-10-12T19:00:34.165",6836,2374.6633299999999,1982.0131839999999,2289.7539059999999,1900.7998050000001,1786.0902100000001,1673.514038,1653.330078,1792.9814449999999,1723.9334719999999,1790.6160890000001,1820.2818600000001,1840.790405,1834.2208250000001,1875.204346,1871.9248050000001,1933.817871,1894.0795900000001,1890.610596,1865.831543,1945.3740230000001,1905.9427246]
["2014-10-13T01:00:34.195",6842,1513.0986330000001,1808.301025,1374.1885990000001,1382.1777340000001,1557.1995850000001,1429.5864260000001,1471.2612300000001,1695.5874020000001,1654.6118160000001,1784.258057,1831.0588379999999,1855.351318,1878.4101559999999,1889.366577,1869.432495,1867.946533,1858.324707,1802.834351,1731.105957,1836.0699460000001,1819.2562987999997]
["2014-10-13T12:00:34.250",6853,1800.933716,1817.890625,1397.720581,1441.161255,1563.977905,1425.0379640000001,1424.935913,1623.2913820000001,1564.9216309999999,1637.7524410000001,1653.4920649999999,1699.475586,1758.5395510000001,1783.916626,1800.6669919999999,1850.1801760000001,1866.318481,1847.821655,1793.282471,1885.838745,1848.6883055999999]
["2014-10-13T21:00:34.295",6862,2350.5251459999999,1810.2008060000001,2151.6823730000001,2431.4526369999999,1897.939453,1826.171509,1680.249634,1728.929932,1679.118774,1722.9892580000001,1742.7219239999999,1779.775635,1795.334595,1804.3229980000001,1815.9173579999999,1846.744263,1814.1480710000001,1778.5299070000001,1742.6517329999999,1817.544922,1799.9237791999999]
["2014-10-14T00:00:34.310",6865,1587.8245850000001,1657.6374510000001,1378.4632570000001,1603.2360839999999,1596.215698,1524.912231,1676.3210449999999,1834.8530270000001,1840.6010739999999,1889.158813,1849.8470460000001,1844.38562,1832.6091309999999,1801.0031739999999,1800.475586,1814.271851,1813.7178960000001,1778.4650879999999,1726.9205320000001,1822.3664550000001,1791.1483644]
["2014-10-14T14:00:34.380",6879,1655.1403809999999,1870.0500489999999,1647.115356,1680.718018,1676.3168949999999,1593.4259030000001,1571.2772219999999,1758.3758539999999,1650.088745,1726.5307620000001,1707.1623540000001,1739.3125,1755.0778809999999,1771.7532960000001,1766.138062,1786.1986079999999,1804.602539,1763.168823,1686.8979489999999,1786.7008060000001,1765.5137450000002]
["2014-10-14T21:00:34.415",6886,1838.4492190000001,1942.706543,1700.7224120000001,1825.562866,1789.8020019999999,1692.525269,1734.5511469999999,1818.080933,1764.744995,1839.06665,1866.849365,1902.1748050000001,1891.6501459999999,1917.0180660000001,1916.900513,1944.997314,1881.0023189999999,1840.4182129999999,1794.063232,1859.182129,1863.9326414000002]
["2014-10-14T23:00:34.425",6888,1573.6976320000001,1882.646851,1452.6319579999999,1676.3920900000001,1705.1430660000001,1587.294678,1650.2650149999999,1729.1453859999999,1728.6503909999999,1774.390625,1804.0588379999999,1839.4672849999999,1888.5020750000001,1894.8923339999999,1918.8198239999999,1954.4664310000001,1921.4979249999999,1884.7086179999999,1849.7664789999999,1918.4774170000001,1905.7833740000001]
["2014-10-15T07:00:34.465",6896,1717.125366,2081.6052249999998,1745.749634,1707.7921140000001,1716.8760990000001,1551.151245,1493.3900149999999,1657.6705320000001,1554.448486,1601.986206,1609.8046879999999,1616.9985349999999,1577.9389650000001,1575.502808,1569.8251949999999,1634.907471,1631.023193,1624.94751,1590.338013,1681.745361,1632.5923096000001]
["2014-10-15T16:00:34.510",6905,1789.974731,2272.0551759999998,1815.197144,1882.1621090000001,1864.47522,1755.9957280000001,1756.281616,1937.838135,1803.697388,1894.931274,1896.7799070000001,1909.250732,1878.720947,1928.6695560000001,1914.0893550000001,1948.2860109999999,1929.5010990000001,1910.365845,1821.1851810000001,1918.2071530000001,1905.5090577999999]
["2014-10-15T21:00:34.535",6910,2126.1108399999998,2384.3046880000002,2122.9726559999999,2331.7465820000002,2041.852539,1890.272827,1830.5618899999999,1900.940552,1833.909302,1879.872803,1906.3507079999999,1928.2890629999999,1940.0032960000001,1961.9820560000001,1969.5992429999999,2022.429077,1960.0219729999999,1943.822876,1925.7392580000001,1985.7143550000001,1967.5455078]
["2014-10-16T09:00:34.595",6922,2074.8432619999999,2571.1745609999998,1952.9014890000001,3081.485107,2299.5859380000002,2184.038818,1993.7353519999999,2076.211914,1987.8548579999999,2029.1568600000001,2003.3664550000001,2001.8283690000001,1953.060913,1957.330933,1946.1401370000001,1961.9179690000001,1916.5085449999999,1857.8048100000001,1794.951172,1855.136475,1877.2637942000001]
["2014-10-16T18:00:34.640",6931,2975.5178219999998,2787.469482,3271.3359380000002,2499.9196780000002,2290.0783689999998,2201.7907709999999,2384.0117190000001,2581.319336,2537.5507809999999,2623.1281739999999,2528.953125,2396.8957519999999,2146.4521479999999,2158.6247560000002,2100.0976559999999,2141.720703,2078.9873050000001,2086.6184079999998,2036.8070070000001,2118.5886230000001,2092.5444091999998]
["2014-10-17T02:00:34.680",6939,1145.9449460000001,2614.1992190000001,1675.2795410000001,1820.267822,1975.942749,1842.8416749999999,1816.3614500000001,2066.0522460000002,1941.4056399999999,2079.6765140000002,2181.7604980000001,2199.344971,2228.7941890000002,2304.8322750000002,2283.443115,2301.7534179999998,2270.118164,2211.6767580000001,2121.6743160000001,2198.9187010000001,2220.8282714000002]
["2014-10-17T08:00:34.710",6945,2785.9479980000001,2842.1428219999998,2848.3937989999999,2261.7846679999998,2236.898193,2069.155518,2120.6103520000001,2200.5192870000001,2150.2573240000002,2181.4677729999999,2206.570068,2192.553711,2143.7954100000002,2192.6992190000001,2169.5913089999999,2214.1513669999999,2158.1298830000001,2127.5585940000001,2088.805664,2134.54126,2144.6373536000001]
["2014-10-17T11:00:34.725",6948,2680.2614749999998,2921.8786620000001,2801.536865,3270.1142580000001,2756.2917480000001,2802.0454100000002,2797.0429690000001,2680.8242190000001,2570.438232,2481.9445799999999,2372.4208979999999,2336.5864259999998,2294.663086,2355.2172850000002,2323.4499510000001,2331.3859859999998,2315.7065429999998,2267.0073240000002,2226.3254390000002,2275.80249,2283.2455564000002]
["2014-10-17T18:00:34.760",6955,2657.225586,2987.9340820000002,3052.9179690000001,3349.1445309999999,2876.0722660000001,3015.522461,3101.586914,3140.9804690000001,3011.4406739999999,3096.2998050000001,3043.3190920000002,2951.3244629999999,2606.602539,2717.5690920000002,2597.264893,2588.5268550000001,2493.4001459999999,2490.586182,2457.4750979999999,2505.9819339999999,2507.194043]
["2014-10-18T04:00:34.810",6965,1304.7260739999999,2801.8442380000001,1808.3005370000001,1801.865601,2029.5579829999999,1835.2586670000001,1795.286499,2036.369629,1891.709961,1921.5520019999999,2013.5267329999999,2009.8634030000001,2067.013672,2191.8327640000002,2179.7082519999999,2267.4401859999998,2247.2817380000001,2258.8620609999998,2223.3632809999999,2317.295654,2262.8485839999998]
["2014-10-18T15:00:34.865",6976,3431.2380370000001,2956.4304200000001,2917.275635,3054.8027339999999,2639.0295409999999,2710.8229980000001,2646.977539,2849.8408199999999,2663.4360350000002,2841.920654,2859.4797359999998,2842.0029300000001,2651.4731449999999,2861.4372560000002,2757.4628910000001,2741.5119629999999,2700.7321780000002,2677.9489749999998,2599.014404,2658.4633789999998,2675.5341797999999]
["2014-10-18T21:00:34.895",6982,2723.5415039999998,2957.8354490000002,2220.6933589999999,2328.203125,2368.695068,2193.7773440000001,2374.2221679999998,2409.1179200000001,2413.7402339999999,2464.7138669999999,2524.2775879999999,2526.7348630000001,2536.0251459999999,2701.9284670000002,2681.8259280000002,2764.094971,2653.766846,2652.4165039999998,2712.1359859999998,2724.8515630000002,2701.4531739999998]
["2014-10-19T05:00:34.935",6990,1667.6575929999999,2789.8903810000002,1846.908813,1840.463501,2036.7164310000001,1836.857178,1779.068481,2026.794067,1852.834961,1921.835693,1978.286255,1991.218384,2004.1209719999999,2089.4589839999999,2049.1813959999999,2056.0979000000002,2039.5870359999999,2004.2039789999999,1934.8220209999999,2032.8917240000001,2013.520532]
["2014-10-19T14:00:34.980",6999,3059.1396479999999,2721.9135740000002,2281.8615719999998,2395.626953,2298.3562010000001,2232.3798830000001,2283.1960450000001,2478.4504390000002,2340.4956050000001,2488.2058109999998,2510.4094239999999,2516.4448240000002,2430.2846679999998,2629.4660640000002,2563.1179200000001,2592.8562010000001,2567.9133299999999,2565.1464839999999,2503.0429690000001,2571.9665530000002,2560.1851074000001]
["2014-10-19T15:00:34.985",7000,3111.3767090000001,2722.4785160000001,2291.7829590000001,2471.017578,2296.7006839999999,2233.4958499999998,2246.1870119999999,2458.344482,2305.650635,2445.7790530000002,2476.8139649999998,2477.3173830000001,2393.303711,2599.0952149999998,2545.9421390000002,2593.555664,2558.1970209999999,2573.2299800000001,2526.0102539999998,2593.4582519999999,2568.8902342000001]
["2014-10-20T04:00:35.050",7013,1323.0233149999999,2526.7280270000001,1652.7698969999999,1696.5291749999999,1896.3480219999999,1746.009155,1684.7048339999999,1939.169067,1800.7257079999999,1842.770874,1930.3114009999999,1917.623047,1904.945923,1957.9646,1965.307251,2028.927612,2045.961548,2062.0266109999998,2014.0532229999999,2108.9440920000002,2051.9826172000003]
["2014-10-20T08:00:35.070",7017,2177.3620609999998,2518.5219729999999,1770.8344729999999,1904.3496090000001,2026.5251459999999,1850.1676030000001,1968.428345,2116.5485840000001,2097.8081050000001,2166.4145509999998,2218.0095209999999,2214.069336,2133.2314449999999,2198.0620119999999,2145.6342770000001,2184.2290039999998,2150.4458009999998,2131.9826659999999,2094.108154,2135.3950199999999,2139.232129]
["2014-10-20T18:00:35.120",7027,3057.157471,2799.4982909999999,2317.273193,2330.5095209999999,2228.5407709999999,2115.201904,2160.4423830000001,2368.2150879999999,2227.516357,2359.658203,2396.9125979999999,2372.671143,2215.1560060000002,2370.1267090000001,2295.5278320000002,2351.7849120000001,2268.8081050000001,2295.1472170000002,2282.5698240000002,2336.8208009999998,2307.0261718000002]
["2014-10-21T01:00:35.155",7034,1972.3214109999999,2382.4423830000001,1507.8763429999999,1448.0595699999999,1755.446655,1532.0627440000001,1557.2335210000001,1819.273682,1771.336914,1994.024414,2182.4877929999998,2272.375732,2303.326172,2344.125,2237.3322750000002,2190.7915039999998,2164.0717770000001,2121.7441410000001,2065.6809079999998,2168.3322750000002,2142.1241209999998]
["2014-10-21T08:00:35.190",7041,1554.8206789999999,2459.040039,1746.976318,1919.442871,1981.9682620000001,1811.3374020000001,1887.41626,1964.0538329999999,1912.722168,1950.059814,1962.4239500000001,1949.877808,1907.731689,1940.2646480000001,1929.5738530000001,1988.1335449999999,1966.9060059999999,1956.7438959999999,1938.809692,1988.775024,1967.8736325999998]
["2014-10-21T18:00:35.240",7051,3347.548096,2805.6708979999999,3037.6437989999999,3179.6757809999999,2560.9343260000001,2571.6953130000002,2592.327393,2730.5295409999999,2565.7873540000001,2633.1689449999999,2552.1374510000001,2478.8435060000002,2238.2116700000001,2335.6608890000002,2241.194336,2262.0634770000001,2164.9929200000001,2167.8554690000001,2123.513672,2190.4335940000001,2181.7718264]
["2014-10-22T01:00:35.275",7058,707.38079830000004,2276.3952640000002,1289.5927730000001,1292.459106,1682.6895750000001,1522.690063,1708.38501,1995.6798100000001,1995.689331,2166.9277339999999,2274.0002439999998,2281.8884280000002,2285.2585450000001,2341.2116700000001,2278.6096189999998,2264.795654,2231.8615719999998,2182.8811040000001,2136.5375979999999,2231.9111330000001,2209.5974121999998]
["2014-10-22T03:00:35.285",7060,854.20806879999998,2354.4594729999999,1402.3156739999999,1285.2586670000001,1650.97522,1439.7235109999999,1384.576172,1687.3168949999999,1585.309814,1656.100586,1809.3504640000001,1852.2506100000001,1959.7014160000001,2102.922607,2083.076904,2142.701172,2107.367432,2086.1945799999999,2026.5830080000001,2128.1547850000002,2098.2001953999998]
["2014-10-22T15:00:35.345",7072,2473.2646479999999,2566.0588379999999,2213.5883789999998,2386.6472170000002,2248.5710450000001,2269.3217770000001,2263.23999,2526.9592290000001,2300.3771969999998,2459.9282229999999,2427.631836,2401.131836,2249.7951659999999,2403.8789059999999,2308.0217290000001,2300.1914059999999,2294.536865,2284.2680660000001,2170.349365,2265.6901859999998,2263.0071776]
["2014-10-22T20:00:35.370",7077,3020.2453609999998,2509.2473140000002,2373.4780270000001,2570.3435060000002,2222.1235350000002,2099.6669919999999,2123.967529,2213.742432,2198.765625,2326.2272950000001,2410.7448730000001,2458.7460940000001,2416.938232,2544.5180660000001,2527.9323730000001,2569.4121089999999,2446.3500979999999,2439.9716800000001,2461.4509280000002,2466.3952640000002,2476.7160158000002]
["2014-10-23T05:00:35.415",7086,1526.2735600000001,2325.1791990000002,1626.911865,1578.4632570000001,1763.142822,1551.508789,1462.9178469999999,1665.160034,1505.2818600000001,1503.239746,1525.0787350000001,1511.993164,1506.3039550000001,1556.4926760000001,1550.162231,1664.625366,1701.087769,1743.138428,1734.599121,1847.195923,1738.1293214000002]
["2014-10-23T13:00:35.455",7094,2579.5473630000001,2576.5485840000001,1981.0733640000001,2128.5253910000001,2083.0302729999999,1975.6107179999999,1997.3526609999999,2186.9116210000002,2059.0498050000001,2166.3415530000002,2138.9284670000002,2149.9125979999999,2125.2666020000001,2216.3088379999999,2192.0983890000002,2208.7446289999998,2230.6159670000002,2198.4436040000001,2088.194336,2182.1472170000002,2181.6291506000002]
["2014-10-23T19:00:35.485",7100,2450.1865229999999,2663.0419919999999,1985.753052,2283.5959469999998,2148.9399410000001,1980.6164550000001,1993.165405,2125.3237300000001,2018.9262699999999,2132.3666990000002,2188.6586910000001,2202.5703130000002,2149.4445799999999,2242.7651369999999,2225.6667480000001,2307.8051759999998,2201.6125489999999,2230.1008299999999,2255.7148440000001,2293.4204100000002,2257.7307618]
["2014-10-24T06:00:35.540",7111,1659.5083010000001,2612.124268,1751.4991460000001,1756.1854249999999,1912.6827390000001,1685.7607419999999,1665.2033690000001,1857.3276370000001,1723.3808590000001,1752.1712649999999,1761.042236,1751.985107,1688.6517329999999,1697.1755370000001,1686.033447,1731.4111330000001,1720.3964840000001,1676.6160890000001,1629.3330080000001,1697.6157229999999,1691.0744874000004]
["2014-10-24T12:00:35.570",7117,2761.2109380000002,2663.118164,2124.5083009999998,2370.9946289999998,2217.9809570000002,2102.7687989999999,2114.508057,2227.8208009999998,2102.0314939999998,2179.2133789999998,2138.5134280000002,2149.8166500000002,2132.3952640000002,2216.945068,2187.4360350000002,2202.7451169999999,2213.4003910000001,2177.3979490000002,2077.4343260000001,2155.780518,2165.3516602]
["2014-10-24T15:00:35.585",7120,2753.9277339999999,2559.6652829999998,2243.9594729999999,2359.8164059999999,2193.5666500000002,2106.2404790000001,2118.2346189999998,2287.725586,2126.349365,2244.2092290000001,2236.3054200000001,2232.9663089999999,2135.4575199999999,2265.1677249999998,2205.5627439999998,2241.4807129999999,2211.9719239999999,2227.9045409999999,2141.6665039999998,2234.9621579999998,2211.5971679999998]
["2014-10-25T02:00:35.640",7131,1138.6289059999999,2011.8160399999999,1344.920288,1341.598389,1600.324707,1441.289307,1463.6480710000001,1704.392578,1644.8797609999999,1695.530029,1760.2717290000001,1783.0751949999999,1848.153198,1901.1606449999999,1876.756592,1895.9133300000001,1897.396362,1852.346436,1769.174561,1888.2216800000001,1860.6104737999999]
["2014-10-25T08:00:35.670",7137,2044.263428,1993.068115,1797.9774170000001,1917.014038,1873.673096,1794.0980219999999,1835.402832,1974.4814449999999,1898.208374,1954.320068,1947.838013,1949.451294,1899.263062,1914.762207,1900.37085,1936.8881839999999,1930.544922,1899.7238769999999,1868.1175539999999,1917.2303469999999,1910.5009768]
["2014-10-25T16:00:35.710",7145,1794.935669,2168.1245119999999,1817.2216800000001,1983.0527340000001,1909.9682620000001,1864.5108640000001,1871.7116699999999,2026.424072,1898.7333980000001,1985.7296140000001,2015.1729740000001,2032.698975,2006.0972899999999,2118.6909179999998,2106.7775879999999,2174.4235840000001,2141.1206050000001,2174.6276859999998,2121.8579100000002,2208.084961,2164.0229492000003]
["2014-10-26T01:00:35.755",7154,1018.482483,2157.8571780000002,1237.6583250000001,1183.2545170000001,1543.0795900000001,1318.446533,1346.871582,1573.9313959999999,1526.638062,1592.8594969999999,1653.684692,1686.6091309999999,1766.454712,1778.822388,1772.368408,1801.2387699999999,1823.106323,1788.272461,1729.352905,1854.8833010000001,1799.370752]
["2014-10-26T10:00:35.800",7163,1516.902466,2314.01001,1455.150024,1540.9812010000001,1743.468384,1548.05249,1596.0791019999999,1802.240356,1720.509644,1826.2452390000001,1832.911499,1870.7563479999999,1886.4810789999999,1911.11499,1920.5714109999999,1956.8138429999999,1955.696533,1921.200073,1858.321899,1931.2452390000001,1924.6555174]
["2014-10-26T15:00:35.825",7168,2642.5344239999999,2313.7292480000001,1749.959961,1933.865356,1919.6533199999999,1757.710327,1720.4921879999999,1868.709595,1730.3051760000001,1793.9201660000001,1803.2962649999999,1813.1845699999999,1804.365845,1865.4101559999999,1865.7258300000001,1931.994385,1927.159302,1953.150024,1884.7742920000001,1994.843384,1938.3842774]
["2014-10-27T03:00:35.885",7180,1019.230286,1638.8172609999999,1115.528687,1088.5417480000001,1359.855225,1209.2969969999999,1188.554443,1460.1788329999999,1384.8616939999999,1449.6884769999999,1504.987427,1545.2124020000001,1589.3564449999999,1621.9251710000001,1625.0932620000001,1677.681274,1686.383789,1663.2272949999999,1605.1721190000001,1712.459351,1668.9847655999997]
["2014-10-27T05:00:35.895",7182,1306.9498289999999,1640.2811280000001,1197.028442,1168.393311,1399.9702150000001,1245.7485349999999,1225.585327,1462.779419,1391.70874,1442.177246,1488.8774410000001,1523.656616,1542.697144,1566.9001459999999,1586.8706050000001,1663.54126,1665.713013,1649.939087,1605.9886469999999,1688.61499,1654.7593994000003]
["2014-10-27T12:00:35.930",7189,2045.356812,1578.1904300000001,1465.396362,1513.2962649999999,1556.868774,1476.3583980000001,1453.7542719999999,1637.3194579999999,1544.8135990000001,1608.2570800000001,1598.4887699999999,1643.8393550000001,1691.8458250000001,1727.3542480000001,1743.456543,1792.458862,1824.5257570000001,1816.1245120000001,1740.1829829999999,1842.9738769999999,1803.2531982]
["2014-10-27T19:00:35.965",7196,1885.2573239999999,1620.4129640000001,1408.1024170000001,1446.591797,1504.7200929999999,1393.8048100000001,1381.3927000000001,1524.0648189999999,1481.759399,1554.909058,1605.767456,1655.8085940000001,1692.8759769999999,1722.901245,1753.3027340000001,1810.6754149999999,1779.9384769999999,1768.829346,1747.7947999999999,1820.4049070000001,1785.528589]
["2014-10-28T05:00:36.015",7206,1127.3634030000001,1573.7935789999999,1127.280029,1075.6663820000001,1294.497192,1132.715698,1064.225586,1300.956909,1202.710693,1254.724731,1265.0444339999999,1313.059692,1352.1770019999999,1359.828125,1383.7612300000001,1448.0546879999999,1475.450317,1451.063721,1425.081543,1520.256226,1463.9812989999998]
["2014-10-28T12:00:36.050",7213,1326.0083010000001,1776.7612300000001,1236.187134,1409.3135990000001,1499.4852289999999,1361.2476810000001,1364.542725,1553.551514,1476.2337649999999,1549.696289,1528.7558590000001,1571.1632079999999,1585.6038820000001,1577.116943,1596.2897949999999,1623.1076660000001,1641.8702390000001,1606.768677,1524.5361330000001,1629.2795410000001,1605.1124511999999]
["2014-10-28T22:00:36.100",7223,1723.1917719999999,2026.915405,1517.951904,2145.1347660000001,1889.9389650000001,1789.2301030000001,1813.1499020000001,1832.314087,1792.432129,1784.007202,1718.5823969999999,1694.215698,1664.829956,1619.7608640000001,1621.2491460000001,1640.591797,1631.134888,1582.2388920000001,1545.3272710000001,1637.222534,1607.3030764]
["2014-10-29T02:00:36.120",7227,859.10150150000004,1954.3548579999999,1252.4995120000001,1156.731323,1473.569702,1311.686768,1308.1796879999999,1550.5589600000001,1438.618164,1542.494019,1590.2172849999999,1643.363159,1693.9616699999999,1705.2080080000001,1695.290283,1701.887939,1692.323975,1608.7354740000001,1537.490601,1629.0948490000001,1633.9065676]
["2014-10-29T15:00:36.185",7240,2421.2780760000001,2434.5888669999999,2399.9284670000002,1966.680908,1958.761475,1827.119995,1814.192139,1990.8485109999999,1821.776001,1897.5946039999999,1851.6757809999999,1850.487183,1821.038452,1847.615356,1825.262939,1846.5289310000001,1849.216919,1824.150879,1744.286621,1839.3551030000001,1820.7076906000002]
["2014-10-29T16:00:36.190",7241,1998.978638,2467.6784670000002,1980.1256100000001,2564.3103030000002,2113.6767580000001,2017.8122559999999,1860.209351,2033.4019780000001,1852.474731,1938.349487,1900.473755,1894.7581789999999,1838.4132079999999,1872.2266850000001,1838.120361,1858.8911129999999,1844.720703,1821.763794,1742.8450929999999,1836.348389,1820.9138183999999]
["2014-10-30T00:00:36.230",7249,1679.2698969999999,2357.1911620000001,1786.8748780000001,1822.957275,1950.6328129999999,1819.4311520000001,1909.2945560000001,1958.2579350000001,1907.213745,1939.3835449999999,1976.053467,2005.5648189999999,2063.8310550000001,2072.3996579999998,2075.6809079999998,2079.1889649999998,2039.9453129999999,1988.9011230000001,1939.377563,2013.675659,2012.2177245999999]
["2014-10-30T13:00:36.295",7262,2363.718018,2437.686768,2324.054443,2620.023682,2296.8911130000001,2296.6396479999999,2322.54126,2410.602539,2287.8588869999999,2386.0734859999998,2323.3745119999999,2304.498779,2196.0563959999999,2200.7004390000002,2130.226318,2097.72876,2078.1972660000001,2017.827759,1921.2025149999999,2006.876587,2024.3665774000001]
["2014-10-30T17:00:36.315",7266,1993.6791989999999,2359.0969239999999,1994.6773679999999,3076.2097170000002,2478.3793949999999,2593.7314449999999,2479.3059079999998,2517.3527829999998,2318.1477049999999,2390.0791020000001,2369.9765630000002,2358.6340329999998,2239.8908689999998,2337.6091310000002,2288.2939449999999,2308.6044919999999,2242.0241700000001,2212.0341800000001,2133.9409179999998,2203.7124020000001,2220.0632323999998]
["2014-10-30T23:00:36.345",7272,2103.1918949999999,2035.7196039999999,2002.5045170000001,2583.0859380000002,2188.9277339999999,2182.2392580000001,2257.0625,2245.3942870000001,2283.9208979999999,2295.7067870000001,2306.477539,2272.3178710000002,2243.6884770000001,2276.1540530000002,2275.1220699999999,2348.0510250000002,2286.851318,2270.0378420000002,2266.2775879999999,2319.9321289999998,2298.2299804000004]
["2014-10-31T10:00:36.400",7283,2152.6208499999998,2044.6748050000001,1755.650024,1969.9139399999999,1902.4682620000001,1844.6820070000001,1912.381226,2064.7033689999998,2031.4415280000001,2129.8183589999999,2133.3317870000001,2143.9235840000001,2090.9653320000002,2112.218018,2079.0585940000001,2086.242432,2061.8603520000001,2007.9620359999999,1928.15625,1993.4879149999999,2015.5417970000003]
["2014-10-31T13:00:36.415",7286,2056.6218260000001,2082.9489749999998,1745.01062,1859.1763920000001,1873.022461,1818.9182129999999,1860.2092290000001,2078.7182619999999,2003.3637699999999,2133.6713869999999,2143.1499020000001,2173.7319339999999,2175.16626,2263.3383789999998,2246.7297359999998,2267.9641109999998,2271.0214839999999,2227.3996579999998,2142.1511230000001,2215.4514159999999,2224.7975584000001]
["2014-11-01T03:00:36.485",7300,974.09692380000001,1990.6176760000001,1134.4760739999999,1096.0124510000001,1434.761841,1207.0263669999999,1186.884644,1440.475586,1375.1788329999999,1423.0161129999999,1473.0117190000001,1504.9772949999999,1592.239624,1611.7885739999999,1623.3295900000001,1695.857544,1741.7373050000001,1752.6214600000001,1700.9157709999999,1838.546875,1745.9357909999999]
["2014-11-01T04:00:36.490",7301,1141.0904539999999,2012.6644289999999,1221.5738530000001,1144.3530270000001,1466.346802,1237.544067,1180.1926269999999,1433.446533,1336.8988039999999,1393.5517580000001,1446.7491460000001,1478.7873540000001,1535.207764,1557.1062010000001,1559.5766599999999,1631.0850829999999,1671.1850589999999,1679.596802,1621.9995120000001,1758.112427,1672.3957765999999]
["2014-11-01T12:00:36.530",7309,2664.466797,2144.1333009999998,1745.3897710000001,1855.0205080000001,1837.1754149999999,1702.525513,1693.223999,1825.1986079999999,1717.4398189999999,1792.6567379999999,1770.9598390000001,1805.333862,1834.9848629999999,1856.420288,1867.462158,1898.1707759999999,1915.5638429999999,1875.8610839999999,1805.0905760000001,1895.410034,1878.0192626]
["2014-11-01T21:00:36.575",7318,1903.1400149999999,1854.831543,1502.322388,1720.3046879999999,1707.8446039999999,1589.9338379999999,1622.021606,1724.517822,1685.694092,1719.9189449999999,1749.234741,1771.5421140000001,1814.8342290000001,1827.8220209999999,1853.4902340000001,1912.0711670000001,1866.9536129999999,1859.637939,1865.486328,1935.3089600000001,1887.8916013999999]
["2014-11-02T09:00:36.635",7330,1650.3236079999999,1785.932251,1568.69397,1335.7626949999999,1514.764404,1372.6551509999999,1399.173828,1616.822144,1546.8392329999999,1628.616211,1630.92688,1667.1999510000001,1653.709351,1653.527832,1662.712158,1700.045044,1705.3845209999999,1667.8032229999999,1619.631836,1683.414307,1675.2557862000001]
["2014-11-02T14:00:36.660",7335,1950.763794,1709.3870850000001,1597.335693,1751.922241,1691.6556399999999,1629.693726,1668.546875,1820.420654,1747.5086670000001,1825.508057,1798.417725,1818.7326660000001,1788.7230219999999,1816.850952,1810.8988039999999,1848.003418,1863.2933350000001,1865.784668,1782.7235109999999,1881.3426509999999,1848.2295165999999]
["2014-11-02T23:00:36.705",7344,993.16748050000001,1637.731323,1053.8614500000001,1234.697144,1436.1655270000001,1282.310303,1316.4208980000001,1437.181885,1439.1741939999999,1457.1748050000001,1502.2418210000001,1540.1545410000001,1612.321899,1594.3332519999999,1620.8488769999999,1670.80835,1678.965698,1677.665039,1659.7346190000001,1758.82251,1689.1992432]
["2014-11-03T07:00:36.745",7352,1450.9052730000001,1648.0642089999999,1261.099365,1216.0792240000001,1402.9189449999999,1261.088135,1226.9201660000001,1460.2983400000001,1344.8029790000001,1404.6605219999999,1389.5729980000001,1421.601807,1424.3839109999999,1413.5349120000001,1433.5061040000001,1486.465332,1515.0235600000001,1484.5271,1449.016357,1534.9681399999999,1494.0000978000003]
["2014-11-03T13:00:36.775",7358,1792.1958010000001,1620.1732179999999,1284.6461179999999,1342.178345,1472.0329589999999,1361.1682129999999,1404.7353519999999,1597.5081789999999,1532.5844729999999,1624.017578,1616.6369629999999,1663.230225,1682.75647,1691.977783,1715.3232419999999,1750.1945800000001,1754.0670170000001,1727.2298579999999,1649.064331,1745.8813479999999,1725.2874268]
["2014-11-03T16:00:36.790",7361,1470.5314940000001,1661.7117920000001,1217.9045410000001,1241.1685789999999,1408.3588870000001,1270.080811,1265.320557,1476.6918949999999,1405.8142089999999,1489.1707759999999,1517.793823,1571.3813479999999,1632.200317,1658.3428960000001,1691.6823730000001,1747.137573,1745.380981,1739.9932859999999,1679.3328859999999,1779.8680420000001,1738.3425536000002]
["2014-11-04T06:00:36.860",7375,1112.9235839999999,1754.6591800000001,1208.163452,1174.4013669999999,1396.9039310000001,1227.857178,1198.8167719999999,1422.5665280000001,1319.9224850000001,1372.419067,1370.8195800000001,1402.345337,1413.7982179999999,1405.0928960000001,1433.053101,1489.634644,1508.0477289999999,1474.8851320000001,1414.459595,1507.724487,1478.9503174000001]
["2014-11-04T09:00:36.875",7378,1468.0977780000001,1826.331543,1494.655029,1566.588501,1568.006226,1410.556274,1368.4798579999999,1524.874268,1450.953491,1506.1685789999999,1508.593384,1551.006226,1545.5451660000001,1532.9990230000001,1556.9105219999999,1604.712524,1592.64978,1559.3514399999999,1496.6667480000001,1575.2014160000001,1565.7163816]
["2014-11-04T20:00:36.930",7389,2879.380615,2021.716919,2006.715698,2426.7160640000002,2055.6281739999999,2028.713745,1989.8907469999999,1934.928467,1821.6591800000001,1778.155518,1728.0207519999999,1727.308716,1705.9555660000001,1719.73999,1721.1292719999999,1754.105225,1707.8588870000001,1668.66687,1622.2368160000001,1705.9532469999999,1691.7642090000002]
["2014-11-05T02:00:36.960",7395,869.75158690000001,1820.7476810000001,1162.793457,1237.0986330000001,1466.434692,1320.037476,1285.240356,1519.7531739999999,1448.1423339999999,1525.0778809999999,1591.7701420000001,1643.2771,1756.32312,1777.6857910000001,1811.095581,1849.7919919999999,1840.8110349999999,1773.9926760000001,1709.8431399999999,1790.8339840000001,1793.0545654000002]
["2014-11-05T10:00:37",7403,1735.0151370000001,1976.0505370000001,1622.3885499999999,1736.7298579999999,1723.565918,1592.3524170000001,1599.6383060000001,1761.088501,1704.9270019999999,1775.2751459999999,1766.052612,1794.857178,1777.2886960000001,1776.511841,1775.603149,1812.443481,1794.570068,1753.3729249999999,1702.9187010000001,1770.2735600000001,1766.7157469999997]
["2014-11-05T19:00:37.045",7412,1999.512939,2058.3630370000001,1745.540894,1929.9490969999999,1836.288452,1730.177124,1749.5826420000001,1885.1499020000001,1806.9053960000001,1893.7260739999999,1923.4335940000001,1944.8432620000001,1897.2973629999999,1938.529419,1922.5291749999999,1965.368774,1900.8172609999999,1881.35022,1818.9316409999999,1899.149048,1893.1233887999999]
["2014-11-06T00:00:37.070",7417,1425.6601559999999,1910.017822,1321.2687989999999,1340.8258060000001,1542.298828,1366.5839840000001,1399.3486330000001,1558.2044679999999,1540.6979980000001,1590.0107419999999,1647.9210210000001,1694.7788089999999,1821.7454829999999,1823.9541019999999,1860.991577,1908.531982,1900.111938,1870.4772949999999,1841.930664,1927.7524410000001,1889.7608640000003]
["2014-11-06T04:00:37.090",7421,968.36187740000003,1899.1523440000001,1194.0245359999999,1201.3344729999999,1467.2432859999999,1282.0538329999999,1272.728394,1509.3328859999999,1415.773682,1458.4123540000001,1476.3546140000001,1491.8342290000001,1533.1293949999999,1548.2947999999999,1560.0974120000001,1641.654663,1666.497314,1664.8066409999999,1610.5458980000001,1730.9804690000001,1662.8969969999998]
["2014-11-06T17:00:37.155",7434,2527.7189939999998,2197.193115,2283.7807619999999,2041.914307,1936.9300539999999,1850.11438,1847.4182129999999,1969.3004149999999,1828.018433,1909.1995850000001,1914.4578859999999,1937.4067379999999,1897.799561,1944.2144780000001,1924.0158690000001,1963.897827,1916.325562,1896.5061040000001,1821.265259,1917.2110600000001,1903.0411624000001]
["2014-11-06T21:00:37.175",7438,1951.8516850000001,2156.4064939999998,1748.490967,2048.11499,1897.967163,1806.535034,1951.2669679999999,2067.525635,2034.7937010000001,2053.2265630000002,1994.2935789999999,1973.591064,1949.3842770000001,1943.746582,1943.604004,1981.809448,1923.1004640000001,1895.213013,1879.5407709999999,1950.0726320000001,1925.9472655999998]
["2014-11-07T07:00:37.225",7448,1729.8630370000001,2165.5832519999999,1681.705322,1746.45874,1782.438721,1621.7924800000001,1608.7655030000001,1762.3061520000001,1678.6099850000001,1719.542236,1728.2227780000001,1742.6142580000001,1723.3020019999999,1724.6682129999999,1724.168823,1767.519043,1748.6845699999999,1711.489014,1652.300659,1730.7924800000001,1722.1571531999998]
["2014-11-07T14:00:37.260",7455,2616.7231449999999,2274.421875,2038.140991,1840.2531739999999,1883.4492190000001,1776.0145259999999,1796.3638920000001,2017.2475589999999,1878.579712,1999.065186,1994.2230219999999,2007.635376,1973.2296140000001,2035.3519289999999,2012.7757570000001,2044.7337649999999,2041.874268,2024.5291749999999,1928.602173,2021.2989500000001,2012.2076661999999]
["2014-11-07T23:00:37.305",7464,1371.476318,2033.6660159999999,1632.5676269999999,2283.1826169999999,2067.3005370000001,2053.6044919999999,2075.4689939999998,2049.5366210000002,1988.08728,1999.319092,2016.705811,2041.063721,2095.4858399999998,2132.6459960000002,2118.9057619999999,2129.5625,2085.0427249999998,2032.670654,1998.3161620000001,2071.8085940000001,2063.4801269999998]
["2014-11-08T06:00:37.340",7471,1537.5695800000001,2057.9626459999999,1539.534668,1573.2753909999999,1678.871948,1525.2673339999999,1518.6217039999999,1714.176025,1649.830322,1704.142212,1754.392822,1757.5235600000001,1737.2810059999999,1753.0429690000001,1762.838013,1842.359375,1828.5573730000001,1828.0996090000001,1792.7619629999999,1874.18335,1833.1923340000001]
["2014-11-08T16:00:37.390",7481,2461.9104000000002,2299.8498540000001,2105.3996579999998,2212.5314939999998,2066.9841310000002,2053.4890140000002,2066.758789,2251.966797,2072.5810550000001,2172.0187989999999,2138.1503910000001,2123.8034670000002,2029.396851,2113.4936520000001,2069.4260250000002,2104.845703,2071.8991700000001,2066.3547359999998,1988.5311280000001,2081.8076169999999,2062.6876708]
["2014-11-08T20:00:37.410",7485,2117.35376,2323.0888669999999,1792.695923,1895.6647949999999,1980.1545410000001,1875.49585,2025.1480710000001,2108.6289059999999,2062.8422850000002,2160.6958009999998,2189.4584960000002,2207.161865,2165.6369629999999,2223.4333499999998,2204.4904790000001,2232.5649410000001,2149.5195309999999,2122.6965329999998,2096.8081050000001,2152.2597660000001,2150.7697751999999]
["2014-11-09T01:00:37.435",7490,1565.0778809999999,2239.1066890000002,1443.608643,1522.587524,1710.6204829999999,1485.4730219999999,1485.537842,1630.56665,1610.3835449999999,1621.9426269999999,1701.6911620000001,1731.0570070000001,1846.036255,1884.381226,1908.076904,1980.533936,1979.1207280000001,1975.8524170000001,1932.5035399999999,2040.056885,1981.6135012]
["2014-11-09T10:00:37.480",7499,2288.7070309999999,2327.482422,1773.852173,2000.731812,1943.8382570000001,1821.8370359999999,1831.9692379999999,1977.7570800000001,1873.7054439999999,1958.1607670000001,1923.892212,1930.905884,1902.8632809999999,1900.946533,1890.9429929999999,1902.773682,1913.0977780000001,1868.437866,1805.9479980000001,1885.4011230000001,1875.1316893999999]
["2014-11-09T18:00:37.520",7507,3267.110107,2217.2036130000001,2591.7387699999999,2810.3232419999999,2109.6218260000001,2017.6391599999999,1826.5164789999999,1971.772095,1874.0009769999999,1926.9646,1952.755005,1970.0217290000001,1975.0532229999999,2052.5971679999998,2071.5153810000002,2149.4628910000001,2089.107422,2100.5920409999999,2069.852539,2135.123047,2108.8275880000001]
["2014-11-10T00:00:37.550",7513,1228.504639,1791.7266850000001,1335.319092,1449.397217,1784.525635,1771.301025,1994.2211910000001,2024.75647,1946.0974120000001,1977.7854,1980.5538329999999,1999.5504149999999,2036.484009,2087.696289,2037.77063,2033.5310059999999,1995.243774,1926.5902100000001,1878.3542480000001,1976.9250489999999,1962.1288573999998]
["2014-11-10T11:00:37.605",7524,2077.423828,1832.6708980000001,1477.1499020000001,1578.86499,1621.8969729999999,1495.737183,1490.8488769999999,1715.259399,1695.5180660000001,1789.637573,1828.5126949999999,1891.04126,1944.6170649999999,1987.4746090000001,1990.9868160000001,2028.9094239999999,2030.1336670000001,1992.3717039999999,1925.6851810000001,1995.0986330000001,1994.4397217999999]
["2014-11-10T17:00:37.635",7530,1710.5399170000001,1880.4832759999999,1601.3535159999999,1566.184814,1672.479004,1603.4766850000001,1661.280518,1911.2673339999999,1774.3709719999999,1896.448486,1898.3011469999999,1895.8673100000001,1824.0648189999999,1899.690918,1871.1326899999999,1932.976318,1912.551025,1937.1770019999999,1880.9433590000001,1977.291138,1928.1877683999999]
["2014-11-11T04:00:37.690",7541,1201.4041749999999,1870.241943,1234.873779,1108.384033,1404.274048,1183.7829589999999,1117.218018,1349.7945560000001,1247.3969729999999,1271.0794679999999,1311.418457,1347.989624,1413.217529,1447.588501,1463.915649,1562.622192,1594.8957519999999,1608.5275879999999,1565.8645019999999,1684.9810789999999,1603.3782226000001]
["2014-11-11T07:00:37.705",7544,1815.8007809999999,1902.0311280000001,1524.5115969999999,1582.7698969999999,1631.07251,1470.8745120000001,1417.914307,1538.3989260000001,1428.2933350000001,1454.937866,1443.7801509999999,1467.7536620000001,1455.585693,1451.3217770000001,1463.144775,1532.8111570000001,1547.5394289999999,1533.476807,1520.0439449999999,1606.6179199999999,1548.0978515999998]
["2014-11-11T13:00:37.735",7550,2175.764404,1975.432129,1722.442505,1981.028442,1792.562866,1707.2092290000001,1640.2958980000001,1778.885986,1653.8607179999999,1727.9385990000001,1696.2698969999999,1727.8507079999999,1742.926025,1767.1080320000001,1768.7788089999999,1788.293457,1807.529663,1765.7810059999999,1674.2261960000001,1781.9049070000001,1763.5470458]
["2014-11-11T21:00:37.775",7558,2060.6057129999999,1873.497192,1926.854736,2095.6423340000001,1885.1563719999999,1845.6918949999999,1962.5732419999999,1995.466064,1976.170044,1955.096313,1886.7037350000001,1857.7509769999999,1854.706909,1832.0683590000001,1858.026611,1904.364624,1861.3948969999999,1835.440308,1829.1293949999999,1896.2579350000001,1865.3174318000001]
["2014-11-12T06:00:37.820",7567,1261.215332,1776.97937,1357.554443,1325.356567,1506.015991,1373.2082519999999,1371.769775,1584.2958980000001,1516.1098629999999,1554.7589109999999,1586.0791019999999,1600.165894,1579.6229249999999,1586.5638429999999,1604.900269,1675.5710449999999,1665.511475,1646.557251,1603.380249,1677.696655,1653.7433349999999]
["2014-11-12T11:00:37.845",7572,1850.7226559999999,1840.302856,1543.3833010000001,1657.706543,1683.914673,1576.4676509999999,1589.7110600000001,1742.1623540000001,1704.77063,1760.5173339999999,1758.9291989999999,1802.8657229999999,1837.494019,1847.642822,1861.1594239999999,1892.479126,1903.7703859999999,1867.9351810000001,1788.834717,1860.6137699999999,1862.7266360000001]
["2014-11-12T23:00:37.905",7584,1446.2320560000001,1985.3131100000001,1247.780884,1378.4117429999999,1583.8481449999999,1381.4068600000001,1409.0782469999999,1522.788086,1529.722534,1569.2158199999999,1637.577393,1690.681519,1806.088501,1812.3201899999999,1851.198486,1890.607422,1884.1226810000001,1864.062866,1832.6000979999999,1919.8740230000001,1878.2534179999998]
["2014-11-13T04:00:37.930",7589,1015.662109,1978.920654,1200.1182859999999,1152.8854980000001,1452.0201420000001,1224.5760499999999,1162.0894780000001,1393.345703,1283.4993899999999,1321.713501,1360.9888920000001,1400.3747559999999,1462.8145750000001,1483.2974850000001,1493.1678469999999,1568.006226,1593.770996,1588.7164310000001,1543.5985109999999,1657.6816409999999,1590.3547610000001]
["2014-11-13T16:00:37.990",7601,2803.6264649999998,1969.4666749999999,1774.0710449999999,1885.8428960000001,1816.44751,1714.644043,1687.828125,1819.8671879999999,1684.1804199999999,1755.268433,1759.252563,1783.989746,1763.4178469999999,1795.8786620000001,1794.0607910000001,1840.868774,1810.9293210000001,1798.395874,1722.548828,1824.0107419999999,1799.3507077999998]
["2014-11-13T17:00:37.995",7602,2605.2163089999999,1911.1473390000001,1761.49585,1863.168457,1798.868164,1715.2799070000001,1735.775024,1859.4501949999999,1734.9304199999999,1782.4296879999999,1770.26001,1788.1572269999999,1766.8280030000001,1798.618164,1802.9624020000001,1857.0457759999999,1812.3011469999999,1802.9453129999999,1743.7775879999999,1835.5507809999999,1810.3241210000001]
["2014-11-14T07:00:38.065",7616,1604.2055660000001,1548.104004,1351.588379,1277.9357910000001,1410.0058590000001,1282.1417240000001,1252.9277340000001,1461.2657469999999,1400.979736,1445.96228,1458.6501459999999,1496.5638429999999,1506.0269780000001,1496.6395259999999,1526.349487,1590.9068600000001,1599.0086670000001,1570.362183,1529.0158690000001,1604.398682,1578.7384522]
["2014-11-14T10:00:38.080",7619,1864.656982,1554.098999,1445.590698,1489.6263429999999,1535.2542719999999,1452.6489260000001,1462.378052,1618.586548,1554.841797,1606.551025,1587.6773679999999,1628.499268,1650.0694579999999,1638.8826899999999,1664.8786620000001,1703.6138920000001,1719.479126,1684.6401370000001,1611.2707519999999,1691.1282960000001,1682.0264406000001]
["2014-11-14T17:00:38.115",7626,1635.3131100000001,1505.274658,1392.9562989999999,1405.1843260000001,1464.4907229999999,1391.8278809999999,1402.4736330000001,1592.278687,1516.7895510000001,1609.3447269999999,1633.4652100000001,1670.7154539999999,1672.823486,1714.6270750000001,1731.9750979999999,1797.253418,1783.1044919999999,1790.786865,1740.103394,1829.4420170000001,1788.1380371999999]
["2014-11-15T03:00:38.165",7636,1061.9030760000001,1471.152466,1071.502197,1010.07489,1248.6719969999999,1097.398193,1038.4304199999999,1271.0657960000001,1197.6469729999999,1244.7436520000001,1264.8729249999999,1312.8720699999999,1374.9754640000001,1368.260986,1386.4993899999999,1437.980591,1479.4886469999999,1449.13562,1401.756836,1518.236328,1457.3196043999999]
["2014-11-15T07:00:38.185",7640,1527.2261960000001,1515.902466,1285.311768,1244.919678,1364.0112300000001,1243.4301760000001,1208.454712,1419.4685059999999,1323.900513,1385.7827150000001,1370.1695560000001,1407.2635499999999,1403.8057859999999,1384.283447,1406.3041989999999,1455.195557,1475.41626,1434.1220699999999,1397.3472899999999,1484.1483149999999,1449.2458984]
["2014-11-15T20:00:38.250",7653,1520.768433,1439.9385990000001,1254.2342530000001,1317.269043,1393.9259030000001,1289.5045170000001,1282.1573490000001,1421.479126,1380.2822269999999,1414.0938719999999,1431.5311280000001,1469.2795410000001,1521.3057859999999,1509.70813,1547.2197269999999,1608.428101,1597.2788089999999,1584.880981,1563.421143,1653.8901370000001,1601.5798342000003]
["2014-11-16T04:00:38.290",7661,1071.987793,1385.2695309999999,1068.045654,1018.470337,1228.9666749999999,1102.6605219999999,1050.7376710000001,1303.6060789999999,1225.486328,1289.672607,1301.1499020000001,1352.246948,1390.932495,1379.538818,1401.39624,1440.3045649999999,1467.261841,1415.7010499999999,1356.248779,1455.861572,1427.0755613999997]
["2014-11-16T05:00:38.295",7662,1198.408936,1393.463379,1121.309937,1053.44397,1250.1868899999999,1128.070068,1075.181274,1320.5039059999999,1233.439331,1296.3316649999999,1304.7960210000001,1355.8236079999999,1387.169189,1379.0745850000001,1404.7929690000001,1449.9011230000001,1471.450317,1423.318237,1364.8549800000001,1457.7254640000001,1433.4500241999999]
["2014-11-16T18:00:38.360",7675,1609.9335940000001,1392.336182,1236.6911620000001,1208.8170170000001,1321.6633300000001,1213.9160159999999,1188.1604,1370.628784,1306.654419,1356.1369629999999,1368.072876,1410.2146,1447.8648679999999,1451.5078129999999,1482.770996,1545.9532469999999,1551.379639,1544.649414,1505.56897,1603.1866460000001,1550.1475832000001]
["2014-11-16T22:00:38.380",7679,1407.8632809999999,1347.6838379999999,1129.1441649999999,1133.887207,1286.7669679999999,1175.740356,1174.7998050000001,1332.2586670000001,1299.7581789999999,1336.579346,1348.224121,1398.3798830000001,1457.2907709999999,1431.8127440000001,1466.771362,1501.645264,1509.788086,1466.4266359999999,1429.4351810000001,1524.100586,1486.2791506000001]
["2014-11-17T04:00:38.410",7685,1070.752197,1314.1568600000001,1016.365845,971.15826419999996,1187.6708980000001,1064.9562989999999,1024.119995,1269.0397949999999,1192.552856,1254.282837,1259.5969239999999,1311.349731,1354.892578,1340.240601,1368.923706,1416.42749,1446.175659,1402.957275,1346.8474120000001,1449.3476559999999,1412.3510984]
["2014-11-17T15:00:38.465",7696,1539.8168949999999,1301.271606,1152.29126,1161.796143,1285.182251,1193.8282469999999,1169.3070070000001,1355.6970209999999,1283.1567379999999,1334.265259,1327.118164,1377.242432,1428.4517820000001,1421.8945309999999,1457.209106,1507.158081,1528.0389399999999,1504.109009,1441.160889,1548.674438,1505.8282713999999]
["2014-11-18T01:00:38.515",7706,1147.232544,1248.6733400000001,994.50280759999998,992.83135990000005,1188.5458980000001,1077.6811520000001,1052.3745120000001,1255.1798100000001,1209.1008300000001,1261.0900879999999,1273.4975589999999,1332.9979249999999,1406.246216,1381.6058350000001,1418.8123780000001,1451.4293210000001,1474.4642329999999,1417.999634,1358.799438,1459.5858149999999,1432.4556882000002]
["2014-11-18T08:00:38.550",7713,1342.753418,1284.0227050000001,1104.5466309999999,1026.5902100000001,1203.0241699999999,1085.424438,1046.6085210000001,1258.2905270000001,1194.1763920000001,1248.3920900000001,1248.132202,1302.3553469999999,1340.99585,1322.2246090000001,1369.5756839999999,1430.9102780000001,1448.255005,1418.3891599999999,1370.751221,1459.7257079999999,1425.6062743999998]
["2014-11-18T15:00:38.585",7720,1381.2310789999999,1341.056763,1129.3873289999999,1085.691284,1247.0504149999999,1135.118164,1105.8066409999999,1315.7294919999999,1243.9508060000001,1305.9007570000001,1300.9445800000001,1355.3510739999999,1402.697388,1389.0444339999999,1424.1499020000001,1464.5749510000001,1488.1024170000001,1453.504639,1387.535889,1492.911987,1457.3259765999999]
["2014-11-18T17:00:38.595",7722,1441.8629149999999,1382.8789059999999,1218.924438,1112.9501949999999,1259.3198239999999,1141.6591800000001,1102.4296879999999,1310.487793,1235.402832,1296.725586,1297.3382570000001,1348.7147219999999,1388.0894780000001,1377.1267089999999,1411.0317379999999,1456.421143,1471.778198,1437.6827390000001,1379.910889,1481.3896480000001,1445.4365234000002]
["2014-11-19T05:00:38.655",7734,969.95971680000002,1384.409302,1032.340942,947.43817139999999,1184.099976,1040.67688,989.64202880000005,1223.3470460000001,1147.8294679999999,1197.9895019999999,1204.1320800000001,1255.054443,1314.155029,1301.601807,1347.6739500000001,1410.1240230000001,1435.2429199999999,1401.1182859999999,1347.962769,1447.8939210000001,1408.4683837999999]
["2014-11-19T10:00:38.680",7739,1351.8414310000001,1453.071655,1247.005615,1277.5419919999999,1355.1982419999999,1234.2982179999999,1204.529419,1361.602905,1297.393433,1331.441284,1311.059448,1359.3316649999999,1391.663086,1359.5451660000001,1399.912231,1443.149658,1456.1716309999999,1413.224731,1360.5419919999999,1450.8048100000001,1424.7785644000001]
["2014-11-19T19:00:38.725",7748,1759.3278809999999,1666.2304690000001,1483.184814,1489.4414059999999,1491.7366939999999,1375.01001,1343.117432,1494.35376,1407.659668,1460.622803,1452.2292480000001,1489.0932620000001,1499.55249,1482.061768,1504.571533,1541.9614260000001,1529.720581,1488.2380370000001,1429.583496,1521.2104489999999,1502.1427978000002]
["2014-11-20T03:00:38.765",7756,867.37054439999997,1594.2739260000001,1063.2646480000001,1007.286926,1274.972168,1114.336914,1077.12085,1326.0855710000001,1247.408203,1312.6779790000001,1339.9332280000001,1392.66626,1478.139038,1471.6270750000001,1508.4904790000001,1558.453857,1571.452393,1528.9746090000001,1466.9494629999999,1566.813232,1538.5287108]
["2014-11-20T12:00:38.810",7765,1484.7734379999999,1773.550659,1414.285889,1451.4300539999999,1532.731689,1403.7960210000001,1400.4560550000001,1566.8492429999999,1482.5177000000001,1542.2476810000001,1521.919189,1568.4351810000001,1600.7647710000001,1576.0345460000001,1597.568237,1617.3232419999999,1621.384155,1564.4185789999999,1494.6751710000001,1582.5935059999999,1576.0789306000001]
["2014-11-20T18:00:38.840",7771,2134.3808589999999,1936.52478,2208.1660160000001,1989.7734379999999,1906.211548,1849.217163,1820.9959719999999,1777.727539,1642.4257809999999,1642.233154,1622.7856449999999,1641.7210689999999,1628.41626,1626.8370359999999,1636.455078,1679.2633060000001,1658.5836179999999,1630.367798,1559.5141599999999,1653.9730219999999,1636.3403807999998]
["2014-11-21T05:00:38.895",7782,1119.5635990000001,1914.6407469999999,1335.3192140000001,1359.0639650000001,1537.251831,1378.292236,1363.3835449999999,1541.090942,1453.6328129999999,1473.9670410000001,1494.6483149999999,1503.0230710000001,1531.118164,1526.317505,1558.1202390000001,1645.6251219999999,1646.7576899999999,1647.5679929999999,1591.466553,1697.804443,1645.8443602]
["2014-11-21T11:00:38.925",7788,1891.404419,2272.1298830000001,1705.0115969999999,1810.396851,1841.1949460000001,1692.5485839999999,1694.4208980000001,1816.1179199999999,1723.8781739999999,1762.7216800000001,1729.9964600000001,1756.980591,1782.0069579999999,1760.494263,1775.5474850000001,1799.1304929999999,1796.902466,1735.5335689999999,1676.6915280000001,1752.0299070000001,1752.0575926000001]
["2014-11-21T14:00:38.940",7791,2142.8220209999999,2429.0129390000002,1977.3706050000001,1952.632202,1934.9295649999999,1814.0477289999999,1787.894775,1977.1281739999999,1805.666626,1892.326294,1847.3891599999999,1855.9383539999999,1845.2006839999999,1852.2022710000001,1839.281982,1849.8833010000001,1854.574341,1808.469971,1710.8393550000001,1810.552246,1806.8638427999999]
["2014-11-22T01:00:38.995",7802,1133.476807,2494.0266109999998,1452.54187,1515.497314,1761.7601320000001,1551.873413,1697.7352289999999,1927.217529,1890.1547849999999,1931.6995850000001,1928.5825199999999,1904.150635,1923.2204589999999,1911.9573969999999,1922.9025879999999,1983.568726,1978.3404539999999,1980.4053960000001,1945.149658,2041.759888,1985.8448243999999]
["2014-11-22T07:00:39.025",7808,1857.479004,2653.576172,1821.4136960000001,2006.148682,2007.9288329999999,1799.481812,1772.799561,1901.378418,1790.619751,1830.3405760000001,1833.846558,1832.862427,1798.30603,1784.094971,1777.1972659999999,1818.494385,1790.557129,1767.715698,1735.5382079999999,1821.7705080000001,1786.8151855999999]
["2014-11-22T15:00:39.065",7816,2970.6936040000001,2446.2763669999999,3179.2294919999999,2820.4020999999998,2513.2622070000002,2659.3000489999999,2766.3503420000002,2823.8007809999999,2614.3103030000002,2718.726807,2622.77124,2596.5266109999998,2430.8078609999998,2529.281982,2420.2883299999999,2367.1027829999998,2287.5649410000001,2198.705078,2071.0341800000001,2147.5830080000001,2214.3979979999999]
["2014-11-23T00:00:39.110",7825,1036.1539310000001,1862.272217,1293.4998780000001,2150.6098630000001,2094.4147950000001,2141.8874510000001,2299.6196289999998,2268.9821780000002,2297.7473140000002,2315.1049800000001,2375.9477539999998,2375.7143550000001,2368.02124,2438.328125,2402.563721,2445.0588379999999,2365.139404,2342.2614749999998,2334.798096,2396.5822750000002,2376.7680176000003]
["2014-11-23T05:00:39.135",7830,1427.6633300000001,1853.5261230000001,1633.1363530000001,1658.2392580000001,1725.1201169999999,1674.775269,1591.3992920000001,1825.161987,1723.0153809999999,1725.282837,1790.146606,1776.6767580000001,1857.1881100000001,1932.0006100000001,1976.5211179999999,2071.360107,2073.5041500000002,2072.0778810000002,2025.8900149999999,2115.1499020000001,2071.596411]
["2014-11-23T17:00:39.195",7842,1787.5548100000001,1724.5535890000001,1700.1823730000001,1706.0897219999999,1731.9329829999999,1722.4077150000001,1782.720337,2033.0555420000001,1948.2020259999999,2080.952393,2162.4213869999999,2176.4934079999998,2141.3640140000002,2283.0031739999999,2291.9438479999999,2386.0722660000001,2357.0405270000001,2421.4003910000001,2372.2409670000002,2450.688721,2397.4885744000003]
["2014-11-23T22:00:39.220",7847,1476.6297609999999,1650.0563959999999,1274.8001710000001,1293.8551030000001,1502.1716309999999,1339.2460940000001,1425.488159,1522.917236,1598.716064,1650.0179439999999,1758.8763429999999,1824.7991939999999,1964.907471,2025.619019,2068.7836910000001,2178.7094729999999,2148.1674800000001,2184.2553710000002,2222.266846,2293.766846,2205.4332032000002]
["2014-11-24T02:00:39.240",7851,1110.948975,1605.950439,1005.630127,956.48193360000005,1289.993408,1095.2188719999999,1065.012207,1270.1186520000001,1240.5970460000001,1259.915649,1304.260376,1349.6854249999999,1495.3398440000001,1518.4133300000001,1555.9731449999999,1655.1282960000001,1730.7379149999999,1761.617798,1731.709961,1880.1602780000001,1751.8708495999999]
["2014-11-24T12:00:39.290",7861,1756.9769289999999,1664.805298,1309.2551269999999,1420.6707759999999,1490.193237,1385.236938,1388.043823,1602.6884769999999,1515.9410399999999,1621.8120120000001,1614.884399,1672.035889,1728.4954829999999,1744.0161129999999,1773.0189210000001,1813.383057,1840.431885,1811.2835689999999,1740.2346190000001,1845.470703,1810.1607666]
["2014-11-24T19:00:39.325",7868,1852.536255,1826.241577,1497.6507570000001,1523.5958250000001,1568.0432129999999,1411.154663,1391.7551269999999,1533.6323239999999,1462.116577,1508.1048579999999,1538.764404,1569.6521,1598.008057,1621.623169,1651.152832,1731.8424070000001,1695.7257079999999,1703.915283,1708.3452150000001,1792.9449460000001,1726.5547118000002]
["2014-11-25T02:00:39.360",7875,1028.267456,1729.8310550000001,1091.1057129999999,1073.3066409999999,1356.8326420000001,1184.9381100000001,1181.9796140000001,1411.205322,1343.017578,1381.407471,1386.9750979999999,1422.692749,1459.050293,1449.345947,1438.0977780000001,1445.196289,1476.9399410000001,1409.7890629999999,1337.785034,1462.2066649999999,1426.3833984]
["2014-11-25T12:00:39.410",7885,1825.720703,2110.0407709999999,1700.9539789999999,1753.5166019999999,1726.233643,1557.0855710000001,1528.672607,1673.6091309999999,1599.7026370000001,1657.193237,1635.5794679999999,1676.1469729999999,1700.7338870000001,1717.337158,1731.791504,1767.752197,1788.5986330000001,1771.4750979999999,1691.514038,1774.8524170000001,1758.8384766000004]
["2014-11-25T16:00:39.430",7889,2024.898193,2262.633057,2124.5356449999999,2169.326904,1956.584595,1861.206543,1869.0958250000001,1962.7539059999999,1834.1259769999999,1848.740845,1776.2768550000001,1772.162476,1711.22876,1755.4729,1731.669678,1771.827393,1764.2542719999999,1771.1605219999999,1709.0382079999999,1799.4732670000001,1763.1507323999999]
["2014-11-26T05:00:39.495",7902,1179.6467290000001,2255.7873540000001,1457.6251219999999,1440.049438,1667.747803,1459.654053,1448.917236,1650.9902340000001,1560.961548,1592.8426509999999,1633.8226320000001,1646.8013920000001,1671.108643,1695.205322,1708.262817,1778.113159,1764.4895019999999,1737.5570070000001,1700.5584719999999,1773.594971,1750.8626221999998]
["2014-11-26T06:00:39.500",7903,1385.095337,2301.7944339999999,1565.561279,1578.5333250000001,1729.190063,1521.8323969999999,1501.7032469999999,1684.2548830000001,1596.610962,1628.289673,1659.180664,1671.14978,1679.6125489999999,1691.8312989999999,1703.7298579999999,1775.7856449999999,1761.52124,1742.265259,1715.543091,1780.2231449999999,1755.0676759999999]
["2014-11-26T15:00:39.545",7912,1804.9750979999999,2353.7917480000001,1811.144775,1971.830933,2009.423828,1939.246582,2020.050659,2207.725586,2067.219482,2173.6601559999999,2134.9414059999999,2113.9973140000002,2022.6541749999999,2073.2861330000001,2035.497314,2053.8125,2032.392822,2011.9868160000001,1922.749634,2013.534058,2006.8951659999998]
["2014-11-26T23:00:39.585",7920,1230.3134769999999,2129.656982,1457.477539,1986.641357,2007.570923,1929.004639,2048.9020999999998,2073.4401859999998,2049.548828,2131.8510740000002,2183.8298340000001,2204.7739259999998,2217.7495119999999,2233.6633299999999,2195.3654790000001,2185.9208979999999,2116.7097170000002,2050.1459960000002,1999.7570800000001,2076.8632809999999,2085.8793943999999]
["2014-11-27T05:00:39.615",7926,1252.259033,2127.8859859999998,1521.737427,1536.2301030000001,1702.6080320000001,1549.415894,1522.434937,1704.645996,1593.8572999999999,1615.8942870000001,1652.269409,1640.9030760000001,1672.4227289999999,1699.0004879999999,1729.6763920000001,1831.174438,1835.568726,1848.216064,1809.635376,1905.9472659999999,1846.1083739999999]
["2014-11-27T16:00:39.670",7937,2215.6953130000002,2057.5627439999998,2438.6091310000002,2539.7429200000001,2175.4326169999999,2262.0002439999998,2271.2094729999999,2391.3515630000002,2215.0029300000001,2274.9968260000001,2212.7497560000002,2173.4929200000001,2056.1440429999998,2132.2661130000001,2094.7141109999998,2139.8320309999999,2111.4870609999998,2116.4265140000002,2032.6473390000001,2129.3476559999999,2105.9481201999997]
["2014-11-27T22:00:39.700",7943,2441.6279300000001,1764.0631100000001,2556.783203,2533.1743160000001,2058.505615,2082.5952149999998,2120.6853030000002,2124.2121579999998,2152.4838869999999,2230.8706050000001,2267.9467770000001,2287.8503420000002,2279.8811040000001,2300.0786130000001,2283.0583499999998,2297.3317870000001,2222.3791500000002,2184.1137699999999,2184.4016109999998,2241.8608399999998,2226.0174315999998]
["2014-11-28T09:00:39.755",7954,1705.0692140000001,1766.4259030000001,1519.462524,1747.7641599999999,1716.754639,1645.477173,1693.9179690000001,1800.8790280000001,1786.1091309999999,1815.3516850000001,1803.8280030000001,1819.5200199999999,1814.6857910000001,1803.0638429999999,1809.077759,1848.0089109999999,1852.68335,1818.8572999999999,1767.016357,1839.165039,1825.1461913999999]
["2014-11-28T12:00:39.770",7957,1798.101807,1807.2139890000001,1614.6998289999999,1686.8804929999999,1704.228149,1659.3043210000001,1683.5626219999999,1906.177612,1836.6832280000001,1954.649414,1944.5579829999999,1985.201904,1991.9979249999999,2039.264038,2012.1860349999999,2020.788086,2044.0504149999999,1993.026611,1904.767456,1992.0787350000001,1990.9422606000001]
["2014-11-28T18:00:39.800",7963,2188.9714359999998,1886.8980710000001,2218.4291990000002,1714.954712,1738.2006839999999,1680.130737,1759.640625,1968.9052730000001,1871.554077,2001.130981,2038.690308,2052.8903810000002,1969.5954589999999,2052.0898440000001,2041.057495,2105.7385250000002,2045.2795410000001,2072.4458009999998,2022.3983149999999,2100.9291990000002,2069.3582762000001]
["2014-11-29T02:00:39.840",7971,899.60028079999995,1810.5391850000001,1055.049438,1016.696411,1359.084961,1140.9792480000001,1084.201172,1290.9989009999999,1240.432251,1234.200928,1295.423462,1330.7669679999999,1495.3076169999999,1553.015991,1596.7811280000001,1705.1451420000001,1760.275513,1767.2307129999999,1726.6335449999999,1857.048706,1763.2667237999999]
["2014-11-29T11:00:39.885",7980,2081.1328130000002,2025.213379,1696.2349850000001,1883.4248050000001,1792.9029539999999,1699.9602050000001,1703.3706050000001,1830.5042719999999,1736.4754640000001,1806.2060550000001,1755.9698490000001,1793.673096,1803.027466,1788.0180660000001,1793.524414,1794.940918,1818.2788089999999,1751.7344969999999,1676.7535399999999,1757.5421140000001,1759.8499755999997]
["2014-11-29T23:00:39.945",7992,1345.3428960000001,1789.2075199999999,1322.1964109999999,1463.50647,1600.6435550000001,1470.6594239999999,1522.895874,1603.8583980000001,1604.779419,1613.219482,1656.834595,1693.9064940000001,1813.0401609999999,1809.538086,1826.1168210000001,1853.4985349999999,1844.3076169999999,1814.677246,1805.8842770000001,1899.4064940000001,1843.5548338000001]
["2014-11-30T04:00:39.970",7997,1047.9560550000001,1792.2962649999999,1203.998413,1173.6351320000001,1429.7947999999999,1261.8402100000001,1216.400635,1471.578491,1375.280518,1417.809692,1449.535889,1475.844482,1481.3630370000001,1498.2535399999999,1483.7642820000001,1526.0772710000001,1540.665283,1500.046143,1437.182129,1548.200439,1510.4342529999999]
["2014-11-30T09:00:39.995",8002,1933.0749510000001,1832.8957519999999,1685.1679690000001,1587.214966,1629.901001,1509.8482670000001,1519.7772219999999,1704.999634,1643.0679929999999,1719.11499,1711.9681399999999,1747.6864009999999,1741.814453,1730.735596,1746.6110839999999,1772.2232670000001,1776.5423579999999,1721.3222659999999,1663.2847899999999,1716.9097899999999,1730.0564942000001]
["2014-11-30T21:00:40.055",8014,1563.433716,1618.3344729999999,1414.748779,1491.2475589999999,1567.296875,1489.7679439999999,1520.034668,1610.8009030000001,1601.231689,1620.2803960000001,1678.61853,1704.677124,1776.6907960000001,1775.432495,1828.7227780000001,1901.2586670000001,1880.221436,1912.2983400000001,1935.8266599999999,2011.7230219999999,1928.265625]
["2014-11-30T23:00:40.065",8016,1287.0113530000001,1599.7054439999999,1209.5928960000001,1332.7611079999999,1483.0766599999999,1357.263428,1412.1264650000001,1492.9033199999999,1527.0610349999999,1533.396851,1599.039307,1630.532471,1728.7928469999999,1711.627808,1735.11438,1771.5695800000001,1764.02063,1756.8798830000001,1715.8127440000001,1826.5611570000001,1766.9687987999998]
["2014-12-01T06:00:40.100",8023,1398.9135739999999,1618.0814210000001,1323.993164,1303.6791989999999,1435.9913329999999,1323.67688,1255.7677000000001,1509.513062,1381.6290280000001,1437.4233400000001,1421.5271,1449.030029,1471.21228,1461.048706,1484.86438,1542.6374510000001,1581.5234379999999,1544.778564,1515.4456789999999,1596.5299070000001,1556.1830077999998]
["2014-12-01T20:00:40.170",8037,1881.762573,1680.2974850000001,1427.2921140000001,1430.1152340000001,1511.9492190000001,1353.98938,1302.3138429999999,1397.681763,1347.994019,1346.1625979999999,1383.5051269999999,1420.3496090000001,1503.855225,1515.450562,1556.930664,1657.9354249999999,1653.267456,1676.758057,1671.14978,1768.541626,1685.5304688000001]
["2014-12-01T23:00:40.185",8040,1341.075317,1606.28125,1144.1032709999999,1346.309937,1466.8598629999999,1333.7456050000001,1341.0301509999999,1447.128418,1406.1795649999999,1422.7020259999999,1422.2094729999999,1455.2885739999999,1496.2388920000001,1469.4022219999999,1474.130371,1508.1523440000001,1527.5069579999999,1491.784668,1463.3110349999999,1580.297241,1514.2104492000001]
["2014-12-02T10:00:40.240",8051,1719.091797,1626.328491,1406.9886469999999,1462.825317,1497.4982910000001,1383.5737300000001,1375.940308,1546.3592530000001,1481.4204099999999,1552.3398440000001,1565.1735839999999,1618.372314,1638.5844729999999,1635.263428,1674.0854489999999,1728.8382570000001,1711.6838379999999,1686.7814940000001,1618.0235600000001,1697.5383300000001,1688.5730957999999]
["2014-12-02T16:00:40.270",8057,1794.352539,1706.0101320000001,1473.456177,1480.9406739999999,1538.677246,1432.349121,1425.1647949999999,1585.2573239999999,1491.3608400000001,1539.8797609999999,1526.5280760000001,1552.371948,1587.285889,1605.248169,1614.2811280000001,1671.6252440000001,1680.878052,1679.240601,1633.321289,1737.8801269999999,1680.5890626]
["2014-12-03T01:00:40.315",8066,884.08007810000004,1605.188232,1170.0756839999999,1221.7669679999999,1399.8251949999999,1286.0810550000001,1328.8789059999999,1538.0433350000001,1498.9663089999999,1565.4796140000001,1580.0817870000001,1622.3029790000001,1671.993164,1647.6292719999999,1664.2280270000001,1667.5067140000001,1664.874268,1589.1492920000001,1516.314087,1605.772827,1608.7234376000001]
["2014-12-03T09:00:40.355",8074,1506.895874,1770.0710449999999,1383.5004879999999,1490.5314940000001,1548.2651370000001,1410.625,1399.9492190000001,1560.097168,1494.516846,1550.5740969999999,1551.6663820000001,1586.718384,1596.5988769999999,1602.9144289999999,1624.98999,1689.6008300000001,1686.994385,1673.8526609999999,1625.9404300000001,1704.1949460000001,1676.1166504]
["2014-12-03T18:00:40.400",8083,1903.211548,1921.7181399999999,1548.719116,1577.54187,1627.6114500000001,1499.950928,1506.08728,1679.3673100000001,1584.752197,1653.1796879999999,1659.3632809999999,1684.003418,1673.5073239999999,1682.1743160000001,1680.834961,1712.920654,1692.6188959999999,1666.330322,1600.411987,1698.7540280000001,1674.2071774000001]
["2014-12-03T23:00:40.425",8088,1225.671509,1864.7375489999999,1292.5230710000001,1428.478149,1566.8544919999999,1412.006592,1429.6480710000001,1570.630615,1519.3914789999999,1571.2493899999999,1600.1805420000001,1641.508057,1703.606812,1688.032837,1713.9841309999999,1747.9017329999999,1733.169312,1686.7801509999999,1645.3264160000001,1728.5688479999999,1708.3492919999997]
["2014-12-04T03:00:40.445",8092,1049.8770750000001,1865.575562,1292.6687010000001,1286.7734379999999,1489.1154790000001,1315.7303469999999,1292.140625,1491.1762699999999,1404.8344729999999,1455.7695309999999,1477.1204829999999,1514.954712,1577.489746,1582.9104,1601.6024170000001,1656.5351559999999,1671.408081,1641.1707759999999,1586.76001,1690.1676030000001,1649.2083252]
["2014-12-04T16:00:40.510",8105,2186.656982,1984.815063,1645.571655,1758.8773189999999,1748.34375,1644.227783,1646.565552,1805.8352050000001,1693.4160159999999,1776.4801030000001,1780.2882079999999,1805.255981,1799.394409,1816.7845460000001,1809.2113039999999,1834.3961179999999,1809.0317379999999,1771.9571530000001,1690.2513429999999,1790.3079829999999,1779.1888670000001]
["2014-12-04T20:00:40.530",8109,2314.0270999999998,1921.468018,1634.4157709999999,1703.4757079999999,1734.017456,1631.0876459999999,1669.08313,1775.76062,1698.0455320000001,1742.0821530000001,1753.8519289999999,1776.50647,1789.299438,1799.2698969999999,1808.11853,1854.1979980000001,1812.9029539999999,1781.259644,1740.384888,1819.5179439999999,1801.6526855999996]
["2014-12-05T06:00:40.580",8119,1667.7270510000001,1896.997437,1513.7554929999999,1503.7070309999999,1601.8660890000001,1459.6861570000001,1437.132202,1628.4351810000001,1536.6395259999999,1586.7810059999999,1596.019775,1618.544922,1628.811279,1633.7576899999999,1648.2272949999999,1705.5112300000001,1707.165283,1690.0142820000001,1629.124634,1722.890259,1690.9411376]
["2014-12-05T13:00:40.615",8126,2234.2551269999999,1912.411865,1648.6918949999999,1753.3183590000001,1754.9216309999999,1676.103394,1719.227783,1872.4575199999999,1783.887207,1878.2617190000001,1868.440308,1891.184937,1877.3093260000001,1887.939697,1879.245361,1898.5970460000001,1888.4106449999999,1852.0170900000001,1774.4686280000001,1864.4710689999999,1855.5928956]
["2014-12-05T20:00:40.650",8133,2367.7661130000001,1889.9686280000001,1618.032837,1676.570923,1708.967529,1600.7971190000001,1639.8488769999999,1747.044312,1695.296143,1750.994263,1784.4990230000001,1808.116943,1818.4429929999999,1830.5852050000001,1837.4104,1889.4748540000001,1849.623413,1838.0263669999999,1801.2426760000001,1883.192139,1852.3118898]
["2014-12-06T06:00:40.700",8143,1708.6391599999999,1862.2875979999999,1529.517822,1530.206909,1608.3695070000001,1485.716553,1471.721313,1663.99353,1561.705688,1618.3905030000001,1618.1429439999999,1635.72876,1629.444336,1634.099731,1639.6625979999999,1692.7148440000001,1695.9132079999999,1673.3570560000001,1614.338501,1712.2232670000001,1677.7093752000001]
["2014-12-06T10:00:40.720",8147,2188.155029,1895.0988769999999,1617.8668210000001,1749.0581050000001,1716.298706,1614.3194579999999,1626.7001949999999,1783.9379879999999,1708.3975829999999,1788.2033690000001,1781.4819339999999,1809.2231449999999,1801.8732910000001,1806.273682,1812.404663,1843.883423,1828.459595,1787.2890629999999,1724.4368899999999,1803.642822,1797.5423586000002]
["2014-12-06T15:00:40.745",8152,1992.55188,1868.4106449999999,1562.2696530000001,1828.612183,1765.3929439999999,1696.3695070000001,1710.8275149999999,1838.3510739999999,1741.8323969999999,1796.6906739999999,1788.3698730000001,1807.361938,1816.3798830000001,1846.8594969999999,1852.968018,1898.9149170000001,1886.4648440000001,1874.0805660000001,1803.60376,1902.439087,1873.1006348000003]
["2014-12-07T00:00:40.790",8161,1205.241943,1769.352905,1279.5905760000001,1401.3929439999999,1560.550293,1432.1881100000001,1458.0639650000001,1587.9248050000001,1542.2894289999999,1577.305298,1604.661987,1638.016357,1705.1545410000001,1701.8376459999999,1721.278198,1760.3314210000001,1759.658936,1728.4820560000001,1680.096558,1780.0386960000001,1741.7215334]
["2014-12-07T08:00:40.830",8169,2131.633057,1841.326172,1617.4810789999999,1635.173462,1651.128418,1539.883789,1528.026001,1692.0241699999999,1598.7985839999999,1657.7052000000001,1652.059814,1678.1633300000001,1677.067749,1680.116943,1694.5394289999999,1741.4417719999999,1739.1956789999999,1713.5173339999999,1658.1762699999999,1741.8088379999999,1718.8279785999998]
["2014-12-07T17:00:40.875",8178,2080.0346679999998,1818.2030030000001,1570.7454829999999,1569.2075199999999,1628.2250979999999,1524.5706789999999,1537.1053469999999,1697.981323,1615.852905,1683.047241,1706.7307129999999,1734.4610600000001,1754.2745359999999,1786.6906739999999,1797.720337,1852.7783199999999,1833.5764160000001,1825.4298100000001,1773.9904790000001,1867.278687,1830.6107424000002]
["2014-12-08T01:00:40.915",8186,1218.8704829999999,1708.8582759999999,1284.8312989999999,1345.238525,1495.483643,1368.81665,1380.326172,1558.415283,1501.9914550000001,1549.150879,1567.263672,1603.2008060000001,1659.096558,1658.48999,1673.26062,1710.5876459999999,1717.2695309999999,1677.7919919999999,1624.309082,1724.0660399999999,1690.8048581999999]
["2014-12-08T07:00:40.945",8192,1673.2841800000001,1698.470581,1456.3701169999999,1490.685547,1551.396362,1446.4300539999999,1437.987793,1627.346313,1538.494263,1604.903564,1608.035034,1635.95874,1632.575928,1639.6342770000001,1651.111572,1701.362183,1700.0467530000001,1674.7734379999999,1617.32312,1704.940308,1679.6891604]
["2014-12-08T18:00:41",8203,2231.1540530000002,1550.792236,1535.192749,1473.7841800000001,1509.583496,1425.8054199999999,1419.6217039999999,1587.845947,1518.319092,1579.1173100000001,1605.3394780000001,1639.8592530000001,1667.075562,1689.3793949999999,1700.99585,1758.3017580000001,1744.003418,1735.4796140000001,1691.0275879999999,1786.6281739999999,1743.0881104]
["2014-12-08T19:00:41.005",8204,2173.1296390000002,1532.3481449999999,1495.0078129999999,1564.1793210000001,1530.331543,1448.932861,1422.8416749999999,1573.684692,1513.566284,1565.1674800000001,1590.9241939999999,1623.669922,1653.6796879999999,1671.2647710000001,1686.6683350000001,1744.3116460000001,1727.8084719999999,1714.6134030000001,1674.772461,1767.568481,1725.8148926000001]
["2014-12-09T06:00:41.060",8215,1161.4077150000001,1395.4685059999999,1234.864624,1228.3344729999999,1342.391846,1251.3426509999999,1223.8405760000001,1438.838745,1366.5435789999999,1426.518677,1440.1998289999999,1480.012207,1506.7993160000001,1514.1986079999999,1543.0974120000001,1610.2729489999999,1623.623047,1607.3874510000001,1551.7985839999999,1646.966064,1608.0096189999999]
["2014-12-09T12:00:41.090",8221,1640.259888,1511.033203,1355.1239009999999,1348.739746,1434.7303469999999,1339.2885739999999,1333.5058590000001,1498.4451899999999,1440.0386960000001,1501.6450199999999,1504.6395259999999,1553.5478519999999,1601.5866699999999,1603.706909,1635.7966309999999,1684.5927730000001,1696.939331,1675.255737,1619.713013,1713.94751,1678.0896728]
["2014-12-09T20:00:41.130",8229,1466.5081789999999,1635.100586,1323.112183,1354.1345209999999,1462.521606,1340.1914059999999,1337.1142580000001,1478.5031739999999,1417.368164,1462.1298830000001,1475.2924800000001,1516.2438959999999,1548.058716,1544.55835,1568.7890629999999,1615.9804690000001,1608.277832,1579.343384,1539.307129,1631.9171140000001,1594.9651855999998]
["2014-12-10T05:00:41.175",8238,1033.880005,1699.6048579999999,1248.9104,1236.794067,1406.4372559999999,1251.5546879999999,1214.8012699999999,1414.9929199999999,1324.6245120000001,1371.3592530000001,1373.3208010000001,1412.7150879999999,1447.0205080000001,1445.9360349999999,1472.322388,1529.208496,1545.0814210000001,1515.5631100000001,1460.4838870000001,1560.3591309999999,1522.1392090000002]
["2014-12-10T10:00:41.200",8243,1985.5001219999999,1776.998779,1502.3824460000001,1548.093018,1572.08374,1441.476807,1420.4171140000001,1565.240601,1482.086182,1533.8131100000001,1518.1383060000001,1554.6529539999999,1571.4185789999999,1555.8442379999999,1579.599487,1615.4266359999999,1615.9796140000001,1576.594482,1521.1895750000001,1607.5874020000001,1587.3555418000001]
["2014-12-10T22:00:41.260",8255,1522.4368899999999,1682.8666989999999,1338.226318,1502.474731,1537.611328,1417.9521480000001,1410.7524410000001,1549.6595460000001,1497.767456,1532.4888920000001,1545.118774,1578.751221,1630.162231,1624.803345,1654.1392820000001,1698.7386469999999,1684.534668,1645.074341,1599.801025,1682.915649,1662.2128659999998]
["2014-12-11T03:00:41.285",8260,1011.895752,1619.7729489999999,1229.8824460000001,1232.668091,1404.934692,1269.2861330000001,1242.3176269999999,1457.2921140000001,1385.3911129999999,1447.3012699999999,1471.905518,1518.0303960000001,1572.8244629999999,1576.7780760000001,1594.1395259999999,1635.9979249999999,1644.271606,1605.341797,1542.130371,1639.3276370000001,1613.4138672000001]
["2014-12-11T07:00:41.305",8264,1612.040283,1631.8139650000001,1413.8701169999999,1402.4576420000001,1485.692505,1370.7341309999999,1348.209595,1537.85437,1453.4554439999999,1510.008057,1510.5268550000001,1543.4063719999999,1554.7232670000001,1550.2579350000001,1570.5023189999999,1621.661255,1626.1195070000001,1601.3515629999999,1545.5998540000001,1635.1072999999999,1605.9678958]
["2014-12-11T17:00:41.355",8274,1716.0848390000001,1502.787231,1383.6289059999999,1402.0507809999999,1461.966919,1379.2231449999999,1375.0424800000001,1551.8222659999999,1479.182251,1543.9985349999999,1561.7691649999999,1599.7860109999999,1634.4454350000001,1647.7235109999999,1669.057251,1723.2456050000001,1717.5375979999999,1702.0345460000001,1644.6010739999999,1741.2597659999999,1705.7357177999997]
["2014-12-12T00:00:41.390",8281,959.02697750000004,1360.4327390000001,1118.7089840000001,1181.025879,1343.7078859999999,1254.4075929999999,1266.4426269999999,1428.0079350000001,1385.512939,1430.210693,1449.685913,1497.110107,1568.8786620000001,1558.5897219999999,1591.3057859999999,1637.4410399999999,1645.2036129999999,1610.663452,1564.710327,1662.5268550000001,1624.1090574]
["2014-12-12T07:00:41.425",8288,1213.9993899999999,1452.0491939999999,1248.2202150000001,1249.0588379999999,1351.0455320000001,1250.849121,1226.064087,1426.395996,1353.9794919999999,1411.530884,1412.873413,1453.4379879999999,1473.104004,1462.5708010000001,1491.7620850000001,1551.0976559999999,1561.9681399999999,1538.5428469999999,1485.555298,1583.2849120000001,1544.0897706000001]
["2014-12-12T17:00:41.475",8298,1323.853149,1922.3245850000001,1375.12915,1380.1186520000001,1534.3522949999999,1366.7689210000001,1361.368774,1530.8623050000001,1437.893311,1494.8050539999999,1493.465942,1526.5164789999999,1550.9155270000001,1550.669189,1570.326904,1619.1448969999999,1617.994263,1593.8641359999999,1535.258423,1638.32312,1600.9169678000001]
["2014-12-12T21:00:41.495",8302,1246.655518,2000.0145259999999,1342.8591309999999,1370.6728519999999,1558.1225589999999,1371.877808,1379.700317,1517.528687,1443.884033,1488.2619629999999,1496.8435059999999,1533.921143,1571.627563,1557.8302000000001,1583.1701660000001,1624.2509769999999,1612.559937,1573.6011960000001,1529.9027100000001,1620.690552,1592.2010743999999]
["2014-12-13T10:00:41.560",8315,3059.727539,2434.5969239999999,1928.520264,2025.7330320000001,1901.1811520000001,1701.237793,1634.4490969999999,1753.7692870000001,1638.883423,1679.8111570000001,1649.9951169999999,1666.905518,1666.4464109999999,1651.2932129999999,1665.7539059999999,1696.581909,1686.1671140000001,1642.165405,1579.4963379999999,1662.313232,1653.3447996]
["2014-12-13T18:00:41.600",8323,1974.51001,2207.8659670000002,1644.0977780000001,2011.7951660000001,1911.0501710000001,1808.8679199999999,1810.1915280000001,1950.0429690000001,1827.179443,1893.195923,1885.389893,1893.5167240000001,1871.537842,1890.715942,1880.664307,1907.274414,1863.9039310000001,1822.6363530000001,1760.2624510000001,1839.0063479999999,1838.6166994]
["2014-12-13T19:00:41.605",8324,1822.8186040000001,2155.7241210000002,1620.1026609999999,1724.901611,1858.612061,1755.263794,1826.121948,1929.2376710000001,1814.352905,1874.7114260000001,1883.8194579999999,1894.4498289999999,1877.9735109999999,1889.762573,1883.122314,1908.9570309999999,1862.00647,1824.8632809999999,1769.2104489999999,1847.618164,1842.5310789999999]
["2014-12-14T04:00:41.650",8333,1167.4029539999999,2008.1323239999999,1416.8668210000001,1441.502686,1625.7288820000001,1461.802124,1460.6888429999999,1677.347168,1599.126221,1665.249634,1697.428467,1725.6694339999999,1765.5500489999999,1780.8359379999999,1786.9053960000001,1828.3508300000001,1821.4904790000001,1786.3287350000001,1722.3682859999999,1810.785034,1793.8646727999999]
["2014-12-14T12:00:41.690",8341,2950.8715820000002,1840.0584719999999,1805.199707,2057.7529300000001,1891.5333250000001,1867.118408,1951.006226,2076.618164,2011.255615,2087.389404,2043.339111,2032.6870120000001,1965.7166749999999,1980.005371,1961.5922849999999,1981.4266359999999,1956.4415280000001,1921.610596,1844.3352050000001,1923.5888669999999,1925.4805664]
["2014-12-14T18:00:41.720",8347,1538.10376,1558.3220209999999,1380.681274,1422.547607,1496.6673579999999,1444.77124,1528.7132570000001,1762.8204350000001,1715.529297,1790.3386230000001,1818.844116,1843.4580080000001,1882.2691649999999,1925.786865,1948.418091,2015.2998050000001,1988.5698239999999,1993.478638,1949.997314,2038.336182,1997.1363526]
["2014-12-15T05:00:41.775",8358,1372.136841,1491.886475,1347.884888,1350.917725,1435.480225,1353.4482419999999,1315.62915,1543.992432,1445.707764,1517.324341,1514.04126,1548.971558,1578.2163089999999,1576.628418,1589.0135499999999,1637.3354489999999,1668.050659,1641.0627440000001,1580.272827,1690.544067,1643.4531491999999]
["2014-12-15T14:00:41.820",8367,1623.2248540000001,1424.7341309999999,1303.4266359999999,1334.4866939999999,1409.37085,1328.867798,1348.5329589999999,1533.7969969999999,1497.3009030000001,1587.075073,1623.8093260000001,1682.8396,1754.634888,1777.4123540000001,1816.3374020000001,1872.8192140000001,1859.32312,1843.227905,1785.851807,1879.690918,1848.1825927999998]
["2014-12-15T17:00:41.835",8370,1686.1281739999999,1435.1674800000001,1313.8892820000001,1290.8447269999999,1375.0936280000001,1268.685547,1239.4235839999999,1412.304932,1370.0588379999999,1415.056519,1455.955933,1503.393188,1594.3544919999999,1617.1733400000001,1660.8957519999999,1746.6704099999999,1750.197754,1759.536621,1720.7733149999999,1828.913086,1761.2182372]
["2014-12-16T07:00:41.905",8384,1057.4575199999999,1438.5770259999999,1204.530029,1210.66626,1337.1678469999999,1237.76001,1229.0607910000001,1450.2833250000001,1376.695923,1447.752808,1455.065552,1499.744263,1505.07251,1508.820557,1535.2382809999999,1589.6724850000001,1595.6016850000001,1570.528564,1498.5089109999999,1593.0595699999999,1569.4742429999999]
["2014-12-16T14:00:41.940",8391,2134.288818,1509.5301509999999,1458.4135739999999,1570.63147,1517.451172,1437.778687,1418.1441649999999,1535.0482179999999,1476.5610349999999,1506.0142820000001,1483.0367429999999,1513.6397710000001,1557.9338379999999,1555.540283,1586.210327,1638.2836910000001,1657.078125,1646.8695070000001,1603.556274,1700.335327,1649.2245848000002]
["2014-12-16T16:00:41.950",8393,1079.9688719999999,1508.5341800000001,1203.1759030000001,1445.9488530000001,1475.1204829999999,1399.6198730000001,1406.35022,1549.2966309999999,1476.363525,1523.5657960000001,1508.2779539999999,1541.6297609999999,1562.728149,1563.703491,1565.7829589999999,1598.038818,1610.7532960000001,1591.5896,1541.6414789999999,1647.175659,1597.8397703999999]
["2014-12-17T04:00:42.010",8405,964.94610599999999,1526.7913820000001,1177.030884,1150.470703,1320.077393,1178.9235839999999,1129.9676509999999,1355.881226,1287.9700929999999,1346.002563,1366.7060550000001,1426.177856,1487.1813959999999,1491.527466,1519.2197269999999,1570.8370359999999,1590.514038,1551.9997559999999,1491.8079829999999,1585.0726320000001,1558.0462890000001]
["2014-12-17T09:00:42.035",8410,2260.5275879999999,1600.9506839999999,1568.1134030000001,1495.455078,1513.2779539999999,1413.773193,1386.6297609999999,1540.560547,1445.9844969999999,1498.117432,1476.487183,1507.6876219999999,1507.8863530000001,1503.2951660000001,1522.076904,1571.755981,1581.1552730000001,1561.3063959999999,1512.161499,1601.6754149999999,1565.6109128000001]
["2014-12-17T18:00:42.080",8419,1511.026245,1570.255981,1341.6755370000001,1281.3126219999999,1400.4376219999999,1281.3360600000001,1250.2945560000001,1459.7250979999999,1392.9033199999999,1472.4677730000001,1514.111328,1557.088135,1602.9892580000001,1602.749634,1626.911621,1670.7075199999999,1665.1168210000001,1636.741943,1577.4376219999999,1675.0830080000001,1645.0173828]
["2014-12-18T02:00:42.120",8427,927.79711910000003,1516.092163,1160.490845,1162.651245,1348.6256100000001,1222.6712649999999,1213.69165,1414.3389890000001,1357.8236079999999,1414.50415,1424.3326420000001,1472.5295410000001,1534.0770259999999,1522.811768,1549.823975,1591.8198239999999,1608.2094729999999,1558.823975,1509.9423830000001,1601.3093260000001,1574.0209962000001]
["2014-12-18T11:00:42.165",8436,1723.8903809999999,1635.8402100000001,1404.2124020000001,1482.100952,1528.4902340000001,1430.5477289999999,1453.744263,1607.2006839999999,1544.0974120000001,1616.406982,1614.412476,1655.7958980000001,1659.0161129999999,1646.9262699999999,1667.1850589999999,1700.623779,1681.554443,1645.1053469999999,1580.52478,1663.7733149999999,1654.3163327999998]
["2014-12-18T19:00:42.205",8444,1761.423828,1714.421143,1421.346802,1449.389893,1517.389404,1387.5823969999999,1368.5767820000001,1518.294312,1441.338501,1482.2705080000001,1491.7573239999999,1519.6010739999999,1544.158203,1545.6759030000001,1557.9991460000001,1615.2423100000001,1610.3779300000001,1589.931763,1540.5593260000001,1643.699341,1599.9621340000001]
["2014-12-19T01:00:42.235",8450,1024.322876,1681.2664789999999,1224.0977780000001,1289.6129149999999,1443.3367920000001,1312.4798579999999,1315.3172609999999,1497.8364260000001,1432.401245,1490.1842039999999,1494.8900149999999,1536.775269,1593.6710210000001,1568.7413329999999,1599.330078,1628.845947,1635.5347899999999,1583.6010739999999,1530.859009,1621.635376,1600.0952391999999]
["2014-12-19T04:00:42.250",8453,1050.507202,1716.7497559999999,1275.078857,1271.3454589999999,1437.3135990000001,1298.976807,1275.7426760000001,1490.552246,1397.9277340000001,1462.218384,1468.0078129999999,1506.936768,1553.2933350000001,1544.3233640000001,1570.5954589999999,1612.615845,1627.159668,1590.5854489999999,1515.9051509999999,1619.418457,1593.1369139999999]
["2014-12-19T15:00:42.305",8464,1940.0789789999999,1759.2899170000001,1511.5479740000001,1568.012207,1595.352783,1492.2030030000001,1479.9139399999999,1641.0264890000001,1549.968384,1613.8402100000001,1613.3436280000001,1644.829346,1681.259644,1684.9141850000001,1698.377686,1735.1145019999999,1734.0820309999999,1703.6126710000001,1638.2926030000001,1738.971436,1710.0146486000001]
["2014-12-19T21:00:42.335",8470,1790.977783,1700.096436,1421.0948490000001,1528.607788,1581.1948239999999,1477.185547,1493.0108640000001,1617.5500489999999,1558.786255,1604.4483640000001,1619.4764399999999,1650.193115,1669.8111570000001,1662.2382809999999,1678.4095460000001,1718.3549800000001,1692.4458010000001,1652.6163329999999,1604.5074460000001,1688.501831,1671.2852781999998]
["2014-12-20T05:00:42.375",8478,1303.7508539999999,1642.213135,1340.755981,1331.9758300000001,1458.839966,1339.6591800000001,1315.264893,1523.8634030000001,1434.6513669999999,1493.7314449999999,1506.2639160000001,1541.275513,1574.582764,1587.241943,1607.50415,1666.684082,1674.2320560000001,1651.2924800000001,1581.477539,1683.6014399999999,1651.4575194000001]
["2014-12-20T14:00:42.420",8487,1875.872314,1608.107178,1457.7753909999999,1521.3989260000001,1536.5311280000001,1454.7613530000001,1446.4257809999999,1624.482422,1548.5645750000001,1624.4750979999999,1631.7082519999999,1670.147095,1706.5289310000001,1711.5268550000001,1728.304443,1764.4710689999999,1764.984009,1736.8995359999999,1667.4670410000001,1766.1064449999999,1739.9856199999999]
["2014-12-20T22:00:42.460",8495,1650.6743160000001,1533.2014160000001,1328.882568,1425.731689,1472.609375,1374.7364500000001,1376.041626,1524.451172,1484.767456,1536.1473390000001,1558.1455080000001,1597.6895750000001,1648.1331789999999,1640.789307,1669.069702,1719.3736570000001,1707.4392089999999,1674.2851559999999,1636.4420170000001,1721.0288089999999,1691.7137696000002]
["2014-12-21T07:00:42.505",8504,1536.642822,1531.3479,1357.091187,1376.2982179999999,1436.3779300000001,1332.1854249999999,1300.8747559999999,1490.628418,1413.6917719999999,1471.5389399999999,1476.4936520000001,1513.6960449999999,1530.2523189999999,1528.234375,1552.949341,1612.2687989999999,1615.6575929999999,1594.9155270000001,1541.3004149999999,1636.659668,1600.1604004000001]
["2014-12-21T08:00:42.510",8505,1658.4167480000001,1532.909668,1383.2773440000001,1408.5792240000001,1463.163818,1365.8903809999999,1349.3625489999999,1518.009888,1445.4125979999999,1500.690186,1501.4967039999999,1539.4229740000001,1555.0577390000001,1548.322754,1573.9891359999999,1628.1420900000001,1627.63501,1603.2978519999999,1551.8903809999999,1642.6743160000001,1610.7279298000001]
["2014-12-21T16:00:42.550",8513,1648.2751459999999,1516.552856,1374.1556399999999,1380.5976559999999,1446.245361,1358.780029,1347.326538,1530.4926760000001,1450.9444579999999,1516.680664,1525.2836910000001,1564.1362300000001,1595.470337,1604.7955320000001,1624.057251,1672.9323730000001,1674.849365,1653.1110839999999,1587.8304439999999,1693.158813,1656.3764157999999]
["2014-12-21T17:00:42.555",8514,1634.6240230000001,1517.8752440000001,1367.1611330000001,1381.254639,1445.8438719999999,1355.6568600000001,1345.658203,1523.5810550000001,1446.980957,1508.864624,1519.6367190000001,1556.9964600000001,1584.3048100000001,1593.7414550000001,1612.821289,1664.619263,1661.2138669999999,1640.2379149999999,1579.879639,1682.603638,1645.7108644]
["2014-12-21T18:00:42.560",8515,1679.6252440000001,1516.7967530000001,1371.295044,1372.5852050000001,1444.6279300000001,1351.2136230000001,1346.10437,1514.6092530000001,1444.6263429999999,1502.9157709999999,1516.5625,1553.1625979999999,1578.2333980000001,1585.122192,1605.255737,1659.4223629999999,1651.1435550000001,1629.569702,1575.8870850000001,1674.0273440000001,1638.0100098]
["2014-12-21T19:00:42.565",8516,1625.323975,1514.517822,1344.2806399999999,1377.503052,1443.028687,1346.2558590000001,1341.8756100000001,1502.7457280000001,1441.713501,1496.7276609999999,1512.6689449999999,1550.5601810000001,1577.724121,1580.103394,1602.134155,1656.591064,1644.9388429999999,1621.4837649999999,1575.0073239999999,1668.2222899999999,1633.2486572]
["2014-12-21T20:00:42.570",8517,1565.995361,1510.2692870000001,1317.3916019999999,1352.004639,1436.382202,1336.0588379999999,1337.7360839999999,1488.0002440000001,1435.7855219999999,1487.2211910000001,1505.6024170000001,1545.8698730000001,1580.065918,1577.0501710000001,1602.2192379999999,1655.0354,1642.5511469999999,1615.797607,1574.9731449999999,1664.3524170000001,1630.5419431999999]
["2014-12-21T21:00:42.575",8518,1557.9698490000001,1503.4329829999999,1302.8889160000001,1324.5257570000001,1421.2456050000001,1316.5200199999999,1321.381226,1471.30835,1426.774658,1475.3210449999999,1493.6363530000001,1536.5341800000001,1581.201294,1573.2379149999999,1602.0614009999999,1652.3114009999999,1642.3663329999999,1611.880615,1573.68103,1661.3001710000001,1628.30791]
["2014-12-21T22:00:42.580",8519,1500.4609379999999,1494.7535399999999,1277.4404300000001,1312.415283,1408.3867190000001,1299.48938,1296.471558,1450.111328,1410.1182859999999,1458.346558,1477.8292240000001,1522.849976,1578.0839840000001,1566.036255,1598.0467530000001,1645.6992190000001,1641.426514,1607.9554439999999,1568.9959719999999,1657.52124,1624.3196777999999]
["2014-12-21T23:00:42.585",8520,1375.8538820000001,1484.0627440000001,1240.638062,1290.788452,1396.8580320000001,1286.579346,1276.3929439999999,1432.0223390000001,1390.3874510000001,1436.5618899999999,1456.3782960000001,1504.051514,1568.639038,1554.8833010000001,1588.331909,1633.743164,1636.902832,1601.85437,1559.2036129999999,1651.136475,1616.5680907999999]
["2014-12-22T00:00:42.590",8521,1266.037842,1471.1087649999999,1213.1130370000001,1254.614014,1379.848755,1269.487793,1258.418091,1421.4794919999999,1374.940918,1418.2010499999999,1434.1054690000001,1481.8923339999999,1551.404663,1538.6420900000001,1572.388672,1617.005981,1627.7071530000001,1592.369995,1544.0352780000001,1640.885376,1604.4007566000002]
["2014-12-22T01:00:42.595",8522,1134.1367190000001,1460.9968260000001,1184.2341309999999,1225.7467039999999,1361.3048100000001,1250.7532960000001,1236.5667719999999,1414.5023189999999,1361.764893,1406.3272710000001,1418.1602780000001,1463.6549070000001,1530.099976,1518.9567870000001,1551.055908,1596.752808,1613.848755,1579.7030030000001,1525.269775,1627.053467,1588.5255615999999]
["2014-12-22T02:00:42.600",8523,997.11877440000001,1453.9517820000001,1159.082275,1194.8176269999999,1345.6479489999999,1234.7344969999999,1217.7186280000001,1409.8267820000001,1348.839966,1397.987183,1408.436279,1452.776245,1510.5826420000001,1501.347534,1529.3460689999999,1576.1757809999999,1596.7928469999999,1564.8183590000001,1505.538818,1611.0020750000001,1570.8655759999999]
["2014-12-22T03:00:42.605",8524,989.90588379999997,1450.994019,1170.2679439999999,1165.6827390000001,1331.580078,1220.376953,1203.2229,1409.1568600000001,1339.726318,1393.9644780000001,1403.0979,1447.2174070000001,1495.129639,1488.9995120000001,1512.857788,1560.440186,1580.733643,1550.2425539999999,1488.0352780000001,1594.9406739999999,1554.878467]
["2014-12-22T04:00:42.610",8525,1047.9846190000001,1451.2387699999999,1195.6530760000001,1175.272827,1328.4711910000001,1216.757202,1192.264893,1410.2818600000001,1335.018433,1394.9810789999999,1403.4533690000001,1446.7789310000001,1484.703857,1481.7426760000001,1503.470703,1552.7335210000001,1569.919678,1539.7633060000001,1476.8116460000001,1582.293457,1544.3043216000001]
["2014-12-22T05:00:42.615",8526,1159.4442140000001,1451.455811,1232.5269780000001,1204.6445309999999,1339.7761230000001,1229.9011230000001,1198.186768,1415.4169919999999,1335.9682620000001,1399.0859379999999,1408.309814,1451.6826169999999,1481.146606,1480.0426030000001,1501.5426030000001,1553.040894,1565.8901370000001,1535.7844239999999,1474.5509030000001,1576.1553960000001,1541.0843508]
["2014-12-22T06:00:42.620",8527,1342.6660159999999,1450.7342530000001,1282.9395750000001,1248.4830320000001,1358.5532229999999,1253.4539789999999,1220.249268,1428.809448,1348.3266599999999,1409.9982910000001,1416.8554690000001,1460.345581,1484.6864009999999,1483.925659,1507.2978519999999,1560.334351,1568.7048339999999,1538.497803,1480.776001,1577.349976,1545.1325929999998]
["2014-12-22T07:00:42.625",8528,1451.8532709999999,1447.72522,1307.522461,1308.7802730000001,1383.299072,1284.284058,1251.502563,1447.1324460000001,1370.0482179999999,1429.2482910000001,1432.118774,1474.281982,1495.4989009999999,1492.4528809999999,1519.216797,1572.7067870000001,1577.7410890000001,1547.141357,1493.134033,1584.8532709999999,1555.1153074000001]
["2014-12-22T08:00:42.630",8529,1682.8626710000001,1441.8907469999999,1361.5821530000001,1342.036499,1403.92749,1311.9241939999999,1289.2310789999999,1468.116211,1396.0897219999999,1452.8876949999999,1452.2928469999999,1493.909058,1514.138794,1506.6057129999999,1535.977539,1587.6804199999999,1591.122437,1560.1239009999999,1508.5858149999999,1596.7924800000001,1568.8610106000001]
["2014-12-22T09:00:42.635",8530,1782.99585,1432.5275879999999,1374.4986570000001,1403.87915,1423.4182129999999,1337.8863530000001,1316.0888669999999,1487.122192,1421.4913329999999,1478.0985109999999,1473.618408,1515.5230710000001,1537.785034,1525.9807129999999,1556.627686,1603.990356,1607.151245,1575.348389,1523.8836670000001,1610.7650149999999,1584.2277343999999]
["2014-12-22T10:00:42.640",8531,1781.723389,1419.173462,1364.5463870000001,1423.095337,1438.1270750000001,1359.811768,1344.9866939999999,1502.1214600000001,1440.3051760000001,1497.2216800000001,1492.549438,1535.4385990000001,1561.7763669999999,1547.4636230000001,1578.0217290000001,1620.355225,1624.2978519999999,1591.211182,1537.0648189999999,1624.8229980000001,1599.5504152000001]
["2014-12-22T11:00:42.645",8532,1719.7082519999999,1405.9957280000001,1341.361572,1409.865845,1434.244019,1361.844116,1359.9083250000001,1515.6607670000001,1455.801025,1512.3408199999999,1505.0135499999999,1549.1108400000001,1580.623779,1567.3608400000001,1596.419189,1634.6827390000001,1640.029419,1606.015991,1547.4291989999999,1637.7510990000001,1613.1816894000001]
["2014-12-22T12:00:42.650",8533,1707.4636230000001,1392.7181399999999,1334.8156739999999,1377.228149,1418.3876949999999,1346.936279,1352.4945070000001,1517.7329099999999,1459.528564,1520.8188479999999,1514.1572269999999,1557.6914059999999,1591.689331,1581.359009,1608.304077,1644.8992920000001,1651.737427,1617.7576899999999,1554.5108640000001,1648.3698730000001,1623.4550291999999]
["2014-12-22T13:00:42.655",8534,1735.0401609999999,1380.8551030000001,1340.618408,1360.594482,1402.5543210000001,1330.637207,1329.4038089999999,1508.288086,1447.8948969999999,1515.943726,1514.785889,1560.113159,1595.6166989999999,1589.699707,1613.1141359999999,1649.7436520000001,1657.275024,1624.7148440000001,1558.1354980000001,1655.5611570000001,1629.0860349999998]
["2014-12-22T14:00:42.660",8535,1683.0042719999999,1371.739014,1328.539307,1359.906982,1395.482178,1324.3544919999999,1309.9470209999999,1494.6976320000001,1429.2219239999999,1499.405884,1504.3946530000001,1551.985962,1590.444092,1590.9101559999999,1612.1611330000001,1650.459351,1657.0410159999999,1626.3488769999999,1558.4884030000001,1658.6142580000001,1630.1903809999999]
["2014-12-22T15:00:42.665",8536,1674.703491,1367.9049070000001,1332.2687989999999,1341.5433350000001,1389.3602289999999,1319.851807,1302.993164,1485.8164059999999,1415.5295410000001,1481.2742920000001,1488.668457,1535.6879879999999,1576.000732,1582.569092,1604.4140629999999,1647.455078,1652.2700199999999,1623.80603,1557.1008300000001,1658.1733400000001,1627.7610596]
["2014-12-22T16:00:42.670",8537,1647.1058350000001,1366.5161129999999,1327.6171879999999,1339.031982,1384.479004,1314.2108149999999,1295.7769780000001,1479.596313,1408.8374020000001,1469.8355710000001,1476.8638920000001,1520.344116,1558.118774,1567.013062,1590.633789,1639.9385990000001,1642.907837,1617.664673,1555.101318,1655.271606,1622.1768066]
["2014-12-22T17:00:42.675",8538,1683.528442,1372.273193,1339.4766850000001,1330.918823,1382.578857,1310.631592,1292.9774170000001,1471.8043210000001,1403.0543210000001,1461.437866,1471.018677,1512.0157469999999,1545.009033,1551.494019,1576.032471,1629.4039310000001,1630.0191649999999,1607.9169919999999,1551.7667240000001,1649.8481449999999,1613.7909913999999]
["2014-12-22T18:00:42.680",8539,1782.9399410000001,1370.174927,1359.270996,1342.0264890000001,1385.615601,1310.4117429999999,1291.2304690000001,1464.107422,1399.4398189999999,1454.6998289999999,1466.2092290000001,1507.3374020000001,1538.9255370000001,1541.258789,1566.3504640000001,1620.008057,1617.4963379999999,1596.1998289999999,1546.6232910000001,1641.9689940000001,1604.4593018]
["2014-12-22T19:00:42.685",8540,1750.134399,1363.233154,1339.460693,1366.651611,1393.5914310000001,1318.3781739999999,1295.786865,1456.6053469999999,1397.744019,1448.911865,1462.035889,1503.361938,1537.198486,1534.9990230000001,1561.8858640000001,1614.186279,1609.188232,1585.7231449999999,1541.0555420000001,1633.408203,1596.7122801999999]
["2014-12-22T20:00:42.690",8541,1685.3460689999999,1350.8442379999999,1311.7120359999999,1350.4692379999999,1393.103394,1319.188721,1306.7719729999999,1452.54187,1400.3725589999999,1445.0905760000001,1457.6328129999999,1499.4735109999999,1537.66626,1530.882202,1559.7071530000001,1610.221558,1604.9804690000001,1578.107544,1536.3698730000001,1626.293823,1591.1946533999999]
["2014-12-22T21:00:42.695",8542,1686.151001,1336.8969729999999,1299.471558,1321.339111,1377.9179690000001,1303.389893,1301.7463379999999,1446.7308350000001,1402.848755,1444.7094729999999,1454.5410159999999,1496.5249020000001,1539.0234379999999,1527.585327,1557.783081,1605.6785890000001,1602.5870359999999,1572.1673579999999,1531.3764650000001,1620.569702,1586.4758299999999]
["2014-12-22T22:00:42.700",8543,1615.9678960000001,1317.419189,1267.9698490000001,1309.6258539999999,1362.9495850000001,1286.002563,1280.056519,1431.548462,1393.7769780000001,1438.9323730000001,1450.527466,1494.3039550000001,1540.9891359999999,1525.169312,1555.206543,1599.3438719999999,1600.172241,1566.282837,1524.0932620000001,1614.615845,1580.9016114000001]
["2014-12-22T23:00:42.705",8544,1431.2905270000001,1296.0582280000001,1212.8553469999999,1279.4796140000001,1346.612183,1270.542236,1260.089966,1414.625,1376.3358149999999,1423.260376,1437.956543,1486.3073730000001,1539.8305660000001,1522.8326420000001,1551.8125,1591.6857910000001,1597.1096190000001,1559.8625489999999,1513.9051509999999,1607.3000489999999,1573.9726318]
["2014-12-23T00:00:42.710",8545,1217.9654539999999,1276.310547,1156.8604740000001,1220.0996090000001,1319.1604,1243.9372559999999,1237.5698239999999,1401.732178,1360.386841,1406.567871,1419.4868160000001,1469.9261469999999,1530.033813,1515.5577390000001,1544.8636469999999,1582.985596,1593.302612,1553.3443600000001,1502.065552,1598.8741460000001,1566.1144532000001]
["2014-12-23T01:00:42.715",8546,1125.1915280000001,1261.667725,1137.042725,1155.3638920000001,1284.638794,1207.0048830000001,1202.276611,1386.9041749999999,1342.215942,1392.2298579999999,1403.4364009999999,1452.8363039999999,1513.3741460000001,1501.6273189999999,1531.407837,1571.5233149999999,1586.942505,1546.649048,1490.442749,1590.2620850000001,1557.1639404]
["2014-12-23T02:00:42.720",8547,972.97290039999996,1252.2357179999999,1103.3532709999999,1129.431274,1260.2646480000001,1178.9711910000001,1160.732178,1367.755005,1317.3348390000001,1375.2126459999999,1388.7274170000001,1438.849731,1495.723389,1486.147217,1514.633423,1557.5557859999999,1576.5812989999999,1538.519409,1479.376953,1581.3873289999999,1546.6841552000001]
["2014-12-23T03:00:42.725",8548,930.05432129999997,1246.8082280000001,1104.0203859999999,1092.0566409999999,1244.552856,1161.5383300000001,1136.5085449999999,1352.8038329999999,1293.744385,1355.5814210000001,1371.991943,1424.300659,1478.2388920000001,1472.069336,1499.671875,1545.1942140000001,1564.8626710000001,1529.362427,1469.0665280000001,1571.960693,1536.0893066000001]
["2014-12-23T04:00:42.730",8549,928.1580811,1246.2387699999999,1112.2231449999999,1089.804077,1235.9945070000001,1151.7288820000001,1120.1501459999999,1346.5177000000001,1281.7479249999999,1343.910889,1357.9586179999999,1409.716797,1460.2468260000001,1458.015259,1487.178467,1537.083862,1555.4273679999999,1522.0371090000001,1461.931885,1563.7270510000001,1528.041455]
["2014-12-23T05:00:42.735",8550,974.03143309999996,1246.2333980000001,1131.1556399999999,1099.799561,1239.5789789999999,1154.2589109999999,1118.4719239999999,1344.5336910000001,1277.7144780000001,1340.4289550000001,1353.6345209999999,1402.8937989999999,1446.4608149999999,1445.1788329999999,1476.759644,1532.338501,1548.852539,1518.2448730000001,1460.1202390000001,1559.103638,1523.7319579999998]
["2014-12-23T06:00:42.740",8551,997.86627199999998,1246.1080320000001,1139.4420170000001,1122.576904,1248.820923,1164.6323239999999,1128.953857,1349.559082,1282.8707280000001,1344.3282469999999,1355.7883300000001,1404.7646480000001,1441.8342290000001,1439.080933,1471.9991460000001,1530.846558,1544.8709719999999,1517.3389890000001,1462.7089840000001,1558.3603519999999,1522.825171]
["2014-12-23T07:00:42.745",8552,1026.4918210000001,1246.925659,1146.1241460000001,1134.5946039999999,1257.614624,1174.787476,1146.786865,1357.96228,1295.182495,1355.1549070000001,1364.158203,1412.807129,1446.1104740000001,1440.6367190000001,1475.4197999999999,1534.4985349999999,1545.581177,1519.3135990000001,1467.789673,1560.4722899999999,1525.5310548]
["2014-12-23T08:00:42.750",8553,1136.3358149999999,1249.7767329999999,1170.5482179999999,1142.6727289999999,1262.300659,1179.475952,1159.9799800000001,1365.436279,1308.9073490000001,1369.189087,1376.1254879999999,1425.1970209999999,1457.6617429999999,1448.7873540000001,1485.311768,1542.823975,1551.994019,1525.271362,1475.1125489999999,1565.5032960000001,1532.1410401999999]
["2014-12-23T09:00:42.755",8554,1182.805298,1254.959717,1175.490112,1169.5223390000001,1270.1948239999999,1186.239746,1165.41272,1367.493774,1317.16626,1379.836182,1386.95874,1437.9678960000001,1473.206543,1461.423828,1499.1601559999999,1553.6188959999999,1562.486328,1534.6116939999999,1484.058716,1573.4548339999999,1541.6460935999999]
["2014-12-23T10:00:42.760",8555,1242.764038,1260.9614260000001,1186.4780270000001,1176.829712,1277.9482419999999,1193.5985109999999,1173.5970460000001,1367.6920170000001,1320.2308350000001,1383.0532229999999,1391.1888429999999,1445.3773189999999,1487.3608400000001,1474.6800539999999,1513.3642580000001,1564.350342,1574.4776609999999,1545.264038,1492.8095699999999,1582.9407960000001,1551.9684813999997]
["2014-12-23T11:00:42.765",8556,1224.9658199999999,1267.4077150000001,1177.5013429999999,1187.4442140000001,1281.8935550000001,1197.060913,1176.2645259999999,1368.7368160000001,1322.2867429999999,1383.336548,1389.2105710000001,1444.92688,1494.687134,1483.3305660000001,1523.1655270000001,1572.0092770000001,1584.8758539999999,1554.822876,1499.520264,1591.9174800000001,1560.6291501999999]
["2014-12-23T12:00:42.770",8557,1216.932129,1272.692749,1175.377563,1175.674683,1281.434937,1195.380371,1176.0665280000001,1367.9822999999999,1320.4045410000001,1380.7592770000001,1385.395874,1440.4822999999999,1494.622314,1484.7933350000001,1524.9357910000001,1573.5242920000001,1590.1492920000001,1560.7266850000001,1502.6282960000001,1598.3120120000001,1565.0681153999999]
["2014-12-23T13:00:42.775",8558,1244.369385,1278.838013,1184.142578,1167.958374,1276.8729249999999,1189.3364260000001,1168.033813,1365.85022,1314.7962649999999,1375.6118160000001,1379.2202150000001,1433.8980710000001,1489.259033,1481.1945800000001,1519.5966800000001,1568.2757570000001,1588.099731,1560.7092290000001,1500.7563479999999,1600.1160890000001,1563.5914307999999]
["2014-12-23T14:00:42.780",8559,1191.9576420000001,1286.5943600000001,1174.106812,1172.4875489999999,1276.949341,1187.739014,1159.1108400000001,1361.1198730000001,1305.2730710000001,1367.3826899999999,1371.8027340000001,1425.5826420000001,1479.768433,1473.9085689999999,1509.9053960000001,1558.8358149999999,1579.948486,1554.538086,1493.809937,1596.330078,1556.6924804]
["2014-12-23T15:00:42.785",8560,1176.8912350000001,1291.768433,1176.4494629999999,1157.4018550000001,1276.3085940000001,1186.1214600000001,1158.02124,1358.7967530000001,1297.0804439999999,1358.0573730000001,1363.200439,1415.998169,1467.440063,1464.124634,1497.755981,1547.8107910000001,1568.2177730000001,1544.187866,1483.982178,1588.13147,1546.4660156000002]
["2014-12-23T16:00:42.790",8561,1212.9967039999999,1299.4398189999999,1190.047607,1153.284058,1273.307495,1181.9708250000001,1154.6088870000001,1357.77478,1293.1607670000001,1352.902832,1357.025024,1407.4772949999999,1454.2653809999999,1452.715942,1484.9147949999999,1536.9399410000001,1555.045044,1531.8100589999999,1473.8486330000001,1577.7696530000001,1535.082666]
["2014-12-23T17:00:42.795",8562,1390.329346,1307.716553,1237.5952150000001,1163.9345699999999,1276.911255,1183.261475,1152.4876710000001,1353.694336,1288.978638,1349.00647,1354.9820560000001,1403.4799800000001,1444.405884,1442.1839600000001,1473.4803469999999,1527.2529300000001,1542.084717,1518.987183,1464.9094239999999,1567.0543210000001,1524.0577150000001]
["2014-12-23T18:00:42.800",8563,1464.0421140000001,1309.8354489999999,1250.2147219999999,1215.701538,1293.592529,1199.7540280000001,1157.7717290000001,1350.4445800000001,1286.6483149999999,1344.6743160000001,1352.7753909999999,1401.7246090000001,1439.699707,1435.407837,1466.434448,1520.123169,1531.160889,1506.9702150000001,1457.530029,1557.005371,1514.5579346]
["2014-12-23T19:00:42.805",8564,1698.9976810000001,1304.8560789999999,1303.3604740000001,1235.7578129999999,1310.180664,1220.176025,1182.0020750000001,1353.332764,1291.8431399999999,1342.7642820000001,1350.742798,1399.7875979999999,1438.4017329999999,1431.181885,1463.9876710000001,1516.3907469999999,1524.263062,1497.2707519999999,1451.7907709999999,1548.412476,1507.6255615999999]
["2014-12-23T20:00:42.810",8565,1429.7691649999999,1296.421875,1217.3623050000001,1297.9998780000001,1326.665283,1241.546509,1200.7054439999999,1360.431763,1305.256836,1349.196655,1352.380981,1399.904053,1439.9350589999999,1428.243164,1463.6793210000001,1514.330811,1521.12915,1490.6651609999999,1447.711548,1542.01062,1503.1694579999998]
["2014-12-23T21:00:42.815",8566,1333.262207,1272.284668,1185.8480219999999,1212.226807,1316.6961670000001,1234.927856,1226.81665,1366.5642089999999,1317.095337,1356.502686,1358.783081,1405.3507079999999,1446.146606,1427.8596190000001,1464.604736,1511.953491,1519.8199460000001,1486.0432129999999,1443.951904,1537.3194579999999,1499.8176023999999]
["2014-12-23T22:00:42.820",8567,1297.5665280000001,1254.5931399999999,1162.1417240000001,1168.35022,1278.005737,1195.668457,1200.1575929999999,1362.821899,1321.255737,1365.075928,1363.4099120000001,1411.3278809999999,1455.2457280000001,1431.8183590000001,1467.7807620000001,1509.522461,1519.4105219999999,1482.0615230000001,1438.709595,1532.859009,1496.512622]
["2014-12-23T23:00:42.825",8568,1188.2698969999999,1239.482544,1125.22937,1140.5451660000001,1254.6649170000001,1166.341064,1156.6051030000001,1333.8732910000001,1296.642212,1353.60376,1362.330322,1413.7298579999999,1463.042725,1436.536621,1471.4453129999999,1507.991943,1520.3957519999999,1478.844482,1431.9145510000001,1528.007202,1493.4307859999999]
["2014-12-24T00:00:42.830",8569,943.33172609999997,1227.0303960000001,1059.9681399999999,1100.656616,1234.1573490000001,1144.612427,1123.943237,1307.8270259999999,1264.567749,1323.474731,1339.310303,1399.356689,1461.1851810000001,1438.3760990000001,1472.404663,1506.329956,1521.5006100000001,1476.7136230000001,1425.163086,1523.5095209999999,1490.6433592000001]
["2014-12-24T01:00:42.835",8570,798.07592769999997,1217.8414310000001,1027.144775,1027.5112300000001,1204.2294919999999,1111.9313959999999,1095.0162350000001,1288.997437,1241.2969969999999,1296.1972659999999,1309.706177,1370.0185550000001,1441.95874,1426.4385990000001,1464.2910159999999,1502.0360109999999,1520.6727289999999,1474.7459719999999,1419.1816409999999,1519.643311,1487.2559328]
["2014-12-24T02:00:42.840",8571,786.94421390000002,1216.652466,1029.6513669999999,986.3241577,1175.3858640000001,1077.028442,1053.6134030000001,1269.1949460000001,1218.804932,1275.3326420000001,1287.1367190000001,1343.9140629999999,1414.7894289999999,1402.6983640000001,1443.3767089999999,1489.827393,1513.1026609999999,1470.5767820000001,1413.546875,1515.6110839999999,1480.5329590000001]
["2014-12-24T03:00:42.845",8572,810.30615230000001,1219.192139,1041.9354249999999,988.95611570000005,1167.1766359999999,1063.028564,1020.127502,1247.8973390000001,1192.334106,1252.861206,1268.3244629999999,1325.399658,1390.7418210000001,1379.064453,1419.0479740000001,1471.4384769999999,1497.3504640000001,1460.946289,1405.3115230000001,1508.689331,1468.7472167999999]
["2014-12-24T04:00:42.850",8573,838.61395259999995,1222.567505,1056.052124,1008.091248,1174.7875979999999,1069.583374,1014.311951,1238.709351,1175.9169919999999,1233.3789059999999,1249.278564,1307.9099120000001,1370.1782229999999,1359.9957280000001,1399.760376,1454.9614260000001,1479.9785159999999,1447.6777340000001,1393.944336,1497.6920170000001,1454.8508058000002]
["2014-12-24T05:00:42.855",8574,869.07360840000001,1223.8236079999999,1068.2510990000001,1030.4770510000001,1187.229126,1083.3732910000001,1029.435669,1244.8359379999999,1179.006836,1229.1873780000001,1239.134033,1294.6374510000001,1352.0878909999999,1343.1145019999999,1385.057861,1444.0006100000001,1466.8813479999999,1436.318237,1384.1479489999999,1486.2647710000001,1443.5225829999999]
["2014-12-24T06:00:42.860",8575,893.6737061,1223.872803,1076.0078129999999,1049.9578859999999,1198.5749510000001,1096.622437,1051.2353519999999,1258.7143550000001,1194.6721190000001,1240.887573,1244.5939940000001,1295.479004,1342.9766850000001,1331.484009,1374.51062,1436.926514,1458.025879,1429.1358640000001,1379.3842770000001,1478.5124510000001,1436.3969970000003]
["2014-12-24T07:00:42.865",8576,918.03155519999996,1222.06665,1081.1407469999999,1062.825562,1206.659058,1106.295654,1070.561768,1272.9057620000001,1212.780884,1259.9472659999999,1260.4765629999999,1310.2655030000001,1348.2493899999999,1331.6639399999999,1373.1795649999999,1434.428467,1453.2117920000001,1425.0479740000001,1378.342163,1474.6518550000001,1433.1364502000001]
["2014-12-24T08:00:42.870",8577,965.58532709999997,1220.369995,1091.11499,1070.460693,1210.8657229999999,1111.9460449999999,1083.2497559999999,1283.465332,1227.369019,1278.2354740000001,1277.9417719999999,1329.803345,1364.6429439999999,1343.7958980000001,1383.6717530000001,1439.4548339999999,1455.405884,1424.746948,1379.487183,1473.688721,1434.5567139999998]
["2014-12-24T09:00:42.875",8578,1063.5113530000001,1218.3118899999999,1113.6525879999999,1081.4902340000001,1214.165039,1116.3270259999999,1088.7854,1289.289673,1236.17688,1291.090332,1290.9732670000001,1345.821289,1384.1292719999999,1361.466187,1401.341187,1451.2452390000001,1465.713745,1430.29187,1383.803467,1476.538452,1441.5185545999998]
["2014-12-24T10:00:42.880",8579,1160.034668,1215.5821530000001,1136.014893,1106.0120850000001,1221.0297849999999,1125.2789310000001,1091.613159,1292.2285159999999,1239.7430420000001,1297.179077,1297.1407469999999,1354.628052,1399.9160159999999,1377.5153809999999,1418.6729740000001,1464.658081,1480.246216,1440.774048,1391.4267580000001,1483.8222659999999,1452.1854738]
["2014-12-24T11:00:42.885",8580,1230.150269,1210.925659,1153.3363039999999,1131.3955080000001,1231.0335689999999,1139.4125979999999,1099.3135990000001,1296.725586,1241.945923,1298.810913,1297.351807,1356.1888429999999,1408.5419919999999,1387.526611,1430.1743160000001,1474.231323,1493.0804439999999,1451.9483640000001,1399.410889,1493.190308,1462.3722656]
["2014-12-24T12:00:42.890",8581,1268.0756839999999,1203.5327150000001,1163.70813,1150.451538,1239.465332,1153.5108640000001,1111.236328,1305.6204829999999,1246.8889160000001,1301.2468260000001,1295.8519289999999,1353.7373050000001,1409.915283,1390.433716,1433.740967,1477.143677,1499.999634,1459.493408,1403.873047,1500.5821530000001,1468.2183838000001]
["2014-12-24T13:00:42.895",8582,1258.093384,1193.5261230000001,1162.5356449999999,1160.125732,1243.8666989999999,1163.75,1123.161499,1316.8480219999999,1253.9926760000001,1307.0454099999999,1297.514404,1352.5318600000001,1407.1137699999999,1388.489624,1430.5795900000001,1473.730591,1499.732544,1461.304077,1402.8210449999999,1503.073975,1468.1324463999999]
["2014-12-24T14:00:42.900",8583,1238.0426030000001,1181.611206,1159.432129,1154.9646,1242.4039310000001,1167.3804929999999,1132.0722659999999,1327.3558350000001,1260.77063,1314.903564,1303.2801509999999,1355.5073239999999,1404.080933,1386.0150149999999,1424.646606,1467.068237,1493.810669,1457.7258300000001,1396.9293210000001,1500.1892089999999,1463.1446532000002]
["2014-12-24T15:00:42.905",8584,1206.3027340000001,1169.855957,1152.3554690000001,1145.1226810000001,1236.3226320000001,1164.884888,1134.5242920000001,1334.0539550000001,1265.25415,1322.5373540000001,1311.420654,1361.8758539999999,1402.815918,1385.9626459999999,1420.206177,1461.5618899999999,1485.8679199999999,1451.0979,1388.966919,1493.6951899999999,1456.2379637999998]
["2014-12-24T16:00:42.910",8585,1219.6016850000001,1167.0501710000001,1157.8858640000001,1130.259399,1228.1845699999999,1158.5357670000001,1132.2155760000001,1334.9560550000001,1266.0323490000001,1327.056885,1319.3847659999999,1369.3551030000001,1403.548096,1388.682495,1419.3912350000001,1460.369019,1479.6503909999999,1444.7102050000001,1382.689331,1486.7563479999999,1450.8350587999998]
["2014-12-24T17:00:42.915",8586,1181.25,1167.5501710000001,1146.749268,1129.4343260000001,1224.4113769999999,1153.239624,1125.874634,1330.2524410000001,1263.6838379999999,1327.255371,1324.413818,1375.2177730000001,1405.639038,1392.9520259999999,1422.290283,1464.0823969999999,1477.2174070000001,1441.1015629999999,1381,1482.4139399999999,1449.1630614000001]
["2014-12-24T18:00:42.920",8587,1331.116577,1166.122192,1182.836548,1113.4554439999999,1220.8127440000001,1147.4990230000001,1122.855591,1322.1800539999999,1259.55603,1322.7733149999999,1325.272217,1377.627563,1408.30188,1396.793823,1427.6245120000001,1471.1594239999999,1478.7581789999999,1441.120361,1384.5593260000001,1482.1489260000001,1451.5492431999999]
["2014-12-24T19:00:42.925",8588,1443.2937010000001,1160.0927730000001,1199.6717530000001,1149.9544679999999,1224.956909,1150.0433350000001,1115.041504,1311.495361,1255.4798579999999,1316.285034,1321.9782709999999,1375.8326420000001,1410.8713379999999,1398.720703,1433.4864500000001,1478.8532709999999,1483.0219729999999,1444.0585940000001,1391.8203129999999,1485.53772,1456.6583742]
["2014-12-24T20:00:42.930",8589,1233.235596,1149.3389890000001,1133.3764650000001,1174.5620120000001,1236.689697,1163.525513,1122.7089840000001,1301.2751459999999,1251.2725829999999,1306.064697,1315.5482179999999,1370.8054199999999,1413.150879,1398.010254,1437.9277340000001,1484.3714600000001,1488.044067,1448.1875,1399.847534,1490.740356,1462.2381834]
["2014-12-24T21:00:42.935",8590,1214.5395510000001,1136.7109379999999,1122.023682,1106.1743160000001,1222.3671879999999,1151.257568,1134.5942379999999,1298.672241,1254.4730219999999,1299.3929439999999,1306.3013920000001,1362.3576660000001,1413.8392329999999,1395.0107419999999,1439.623413,1485.7977289999999,1491.774048,1451.4494629999999,1405.493408,1495.3546140000001,1465.9738523999999]
["2014-12-24T22:00:42.940",8591,1129.782837,1124.1141359999999,1086.0823969999999,1087.7789310000001,1197.2856449999999,1121.581177,1107.3321530000001,1286.70874,1252.2076420000001,1297.578857,1301.1204829999999,1355.309448,1412.900879,1389.422241,1437.1285399999999,1482.3314210000001,1492.775635,1452.172241,1406.4554439999999,1497.270264,1466.2010009999999]
["2014-12-24T23:00:42.945",8592,847.77667240000005,1111.468018,1006.8247679999999,1050.0417480000001,1179.5466309999999,1099.1485600000001,1077.403564,1261.1285399999999,1229.473755,1280.8161620000001,1292.47876,1349.3957519999999,1412.11438,1384.6367190000001,1431.2357179999999,1474.268188,1489.892212,1449.3070070000001,1401.944336,1495.2973629999999,1462.1418212000001]
["2014-12-25T00:00:42.950",8593,881.31549070000005,1100.7821039999999,1016.017822,961.48162839999998,1146.2086179999999,1062.6639399999999,1048.5874020000001,1240.2452390000001,1205.361572,1255.588135,1269.377197,1331.9711910000001,1404.1942140000001,1379.298462,1423.712158,1464.466187,1484.1210940000001,1442.928711,1392.5133060000001,1489.2236330000001,1454.6505862000001]
["2014-12-25T01:00:42.955",8594,831.48413089999997,1098.606323,999.75195310000004,964.10278319999998,1123.3032229999999,1033.275879,999.56048580000004,1215.501221,1180.0924070000001,1232.844482,1245.272461,1306.955078,1384.0878909999999,1364.647461,1409.5766599999999,1453.1336670000001,1476.6054690000001,1434.7523189999999,1380.867432,1480.536499,1445.1790771999999]
["2014-12-25T02:00:42.960",8595,836.30145259999995,1098.2974850000001,1007.734253,951.17034909999995,1120.5878909999999,1026.735107,976.32745360000001,1192.362793,1150.4647219999999,1204.296509,1221.837524,1284.006226,1359.251221,1343.598389,1387.3553469999999,1436.8828129999999,1464.350586,1424.6673579999999,1369.2974850000001,1470.915894,1433.2228271999998]
["2014-12-25T03:00:42.965",8596,846.98791500000004,1100.2430420000001,1015.908325,962.55688480000003,1121.2384030000001,1027.9722899999999,969.32183840000005,1186.9785159999999,1137.017212,1184.648193,1197.3413089999999,1260.5786129999999,1332.903442,1321.6489260000001,1364.070557,1417.989014,1447.3623050000001,1411.0970460000001,1356.71228,1459.556885,1418.543506]
["2014-12-25T04:00:42.970",8597,837.58862299999998,1102.4677730000001,1019.739807,976.84100339999998,1128.7006839999999,1036.0145259999999,975.91998290000004,1190.137817,1136.5385739999999,1180.4663089999999,1187.009155,1245.3614500000001,1309.022461,1298.9383539999999,1342.318481,1400.4952390000001,1430.202759,1396.1501459999999,1343.6501459999999,1446.4067379999999,1403.3810055999998]
["2014-12-25T05:00:42.975",8598,836.65869139999995,1105.368774,1025.005005,985.78057860000001,1135.6503909999999,1044.9774170000001,990.17376709999996,1200.849976,1144.4997559999999,1187.5283199999999,1189.2723390000001,1244.8923339999999,1296.4542240000001,1283.5238039999999,1325.7542719999999,1385.822754,1415.0235600000001,1382.839111,1332.9207759999999,1433.9364009999999,1390.1085204000001]
["2014-12-25T06:00:42.980",8599,845.48681639999995,1111.044922,1031.322388,994.24066159999995,1141.1716309999999,1051.990845,1004.208679,1213.3686520000001,1156.9144289999999,1202.265625,1200.4095460000001,1255.142578,1296.9848629999999,1279.9808350000001,1320.7075199999999,1378.1145019999999,1404.9838870000001,1372.7691649999999,1325.3835449999999,1423.9018550000001,1381.0305907999998]
["2014-12-25T07:00:42.985",8600,804.88977050000005,1123.522217,1024.859741,1002.5840449999999,1146.820557,1058.0539550000001,1015.61676,1224.030029,1168.75415,1218.560913,1215.6024170000001,1270.94751,1307.727783,1286.9436040000001,1327.123169,1379.9085689999999,1403.7341309999999,1368.6956789999999,1322.3607179999999,1417.998779,1378.5395751999999]
["2014-12-25T08:00:42.990",8601,834.44995119999999,1138.9918210000001,1037.4125979999999,995.61059569999998,1150.1154790000001,1059.814453,1024.304077,1232.284302,1178.3208010000001,1232.4178469999999,1229.5135499999999,1286.8298339999999,1323.6879879999999,1300.4658199999999,1341.2192379999999,1389.4451899999999,1411.0948490000001,1372.1235349999999,1325.2136230000001,1418.134033,1383.2022460000001]
["2014-12-25T09:00:42.995",8602,832.45660399999997,1156.3123780000001,1039.495361,1006.971863,1154.4682620000001,1061.5039059999999,1024.661987,1236.859009,1184.201538,1242.5196530000001,1239.6601559999999,1299.052246,1339.767822,1315.443726,1357.897461,1402.6864009999999,1423.848755,1381.5535890000001,1332.8142089999999,1424.1998289999999,1393.0205566]
["2014-12-25T10:00:43",8603,879.58526610000001,1177.1232910000001,1057.07251,1009.002747,1161.026611,1065.631226,1027.135986,1238.6719969999999,1185.5317379999999,1246.333862,1244.853638,1306.1936040000001,1352.6186520000001,1328.0006100000001,1372.490601,1415.205688,1437.6679690000001,1393.6645510000001,1342.1754149999999,1433.80249,1404.5032225999998]
["2014-12-25T11:00:43.005",8604,909.87982179999995,1199.8165280000001,1069.243408,1026.8492429999999,1170.0407709999999,1072.0234379999999,1028.8524170000001,1241.7208250000001,1186.7554929999999,1247.354004,1244.8695070000001,1307.4068600000001,1359.810669,1336.0327150000001,1382.240112,1423.9522710000001,1448.8157960000001,1404.9520259999999,1350.0623780000001,1443.660889,1414.2886720000001]
["2014-12-25T12:00:43.010",8605,929.46484380000004,1222.0550539999999,1079.984375,1040.689453,1182.377808,1081.968384,1036.141357,1246.1104740000001,1188.3504640000001,1247.5604249999999,1244.053467,1305.6457519999999,1361.1640629999999,1338.453491,1385.7373050000001,1427.6767580000001,1455.157837,1412.9582519999999,1354.4364009999999,1451.0969239999999,1420.2652344000003]
["2014-12-25T13:00:43.015",8606,951.8103638,1245.577759,1091.76001,1052.012817,1193.356567,1091.1556399999999,1046.307495,1254.045044,1192.876831,1249.6376949999999,1244.0523679999999,1303.9696039999999,1358.9526370000001,1337.4307859999999,1383.9650879999999,1426.7108149999999,1455.9049070000001,1416.494751,1354.953857,1454.8104249999999,1421.7749509999999]
["2014-12-25T14:00:43.020",8607,943.63439940000001,1265.6759030000001,1094.3439940000001,1063.692749,1204.357422,1099.335327,1056.44812,1262.5432129999999,1199.015259,1254.524048,1247.5501710000001,1304.8896480000001,1355.7624510000001,1335.3839109999999,1379.8480219999999,1423.4448239999999,1452.3587649999999,1415.7124020000001,1352.481812,1454.7658690000001,1419.7527344]
["2014-12-25T15:00:43.025",8608,929.56787110000005,1285.8258060000001,1095.8129879999999,1064.7624510000001,1212.2335210000001,1104.8569339999999,1066.7974850000001,1270.474121,1205.0478519999999,1260.2753909999999,1253.697144,1309.1877440000001,1354.2352289999999,1334.942749,1376.364624,1420.7235109999999,1447.119751,1412.310913,1349.130615,1452.275635,1416.312085]
["2014-12-25T16:00:43.030",8609,910.9278564,1321.3948969999999,1099.0607910000001,1062.917236,1217.001587,1105.9482419999999,1072.8206789999999,1275.9262699999999,1210.3336179999999,1266.002808,1260.6647949999999,1315.126831,1355.1816409999999,1337.1245120000001,1375.8935550000001,1420.888794,1442.9552000000001,1408.5729980000001,1347.3176269999999,1449.4571530000001,1413.8383544000003]
["2014-12-25T17:00:43.035",8610,955.3944702,1351.357178,1116.1264650000001,1062.9183350000001,1225.4704589999999,1105.7658690000001,1074.5631100000001,1276.7626949999999,1212.3405760000001,1269.1938479999999,1266.750732,1321.005005,1358.4436040000001,1341.152832,1378.749268,1424.591064,1441.745361,1406.490356,1348.77063,1448.3041989999999,1413.9803219999999]
["2014-12-25T18:00:43.040",8611,1295.0748289999999,1377.1099850000001,1206.3583980000001,1079.330933,1236.661621,1111.153564,1075.9208980000001,1275.072144,1211.372314,1268.2299800000001,1269.1138920000001,1324.2741699999999,1363.025635,1345.7703859999999,1383.986328,1430.6202390000001,1443.6448969999999,1406.8192140000001,1353.7054439999999,1449.8131100000001,1416.9205808000002]
["2014-12-25T19:00:43.045",8612,1355.597534,1399.1442870000001,1216.344116,1180.8900149999999,1270.1782229999999,1142.7117920000001,1083.151001,1273.6320800000001,1211.2432859999999,1264.7274170000001,1267.4388429999999,1323.1850589999999,1366.9918210000001,1348.8321530000001,1389.6076660000001,1436.7823490000001,1447.5701899999999,1408.944092,1360.533447,1453.4782709999999,1421.4616698]
["2014-12-25T20:00:43.050",8613,1345.143188,1404.7529300000001,1212.845337,1205.713379,1304.2921140000001,1181.1674800000001,1126.5870359999999,1284.5354,1220.5686040000001,1262.4017329999999,1264.0467530000001,1319.251587,1369.310303,1348.8698730000001,1393.035034,1440.345703,1451.4696039999999,1411.334106,1366.658447,1457.6601559999999,1425.4936032000001]
["2014-12-25T21:00:43.055",8614,1136.418457,1403.412842,1154.3817140000001,1204.7707519999999,1310.052612,1192.899414,1158.7264399999999,1307.3414310000001,1245.5710449999999,1276.2983400000001,1266.453125,1317.424438,1370.650269,1346.516846,1393.0736079999999,1439.369995,1453.079712,1411.961182,1369.2509769999999,1460.163818,1426.7651367999999]
["2014-12-25T22:00:43.060",8615,1049.0313719999999,1397.885254,1131.949707,1140.16626,1292.6843260000001,1174.9841309999999,1164.7491460000001,1317.528687,1260.9389650000001,1294.707275,1281.5327150000001,1327.180298,1376.7189940000001,1345.6229249999999,1390.916626,1434.0367429999999,1451.3443600000001,1409.3426509999999,1366.320068,1459.0391850000001,1424.0166013999999]
["2014-12-25T23:00:43.065",8616,1013.381348,1395.892456,1120.60022,1107.8779300000001,1267.9229740000001,1146.5179439999999,1136.0117190000001,1311.064087,1255.4848629999999,1300.891846,1291.921875,1340.3432620000001,1388.5545649999999,1352.898193,1391.9542240000001,1428.021362,1447.474731,1403.6058350000001,1357.9174800000001,1453.668823,1418.1376462000001]
["2014-12-26T00:00:43.070",8617,893.96588129999998,1396.236938,1091.740356,1092.5698239999999,1256.491943,1131.1695560000001,1106.143677,1293.0986330000001,1233.72876,1288.363525,1288.2052000000001,1341.887939,1395.509644,1362.096436,1396.697876,1426.3813479999999,1445.7172849999999,1397.5423579999999,1346.938721,1445.715332,1412.4590087999998]
["2014-12-26T01:00:43.075",8618,813.50103760000002,1398.598389,1077.935547,1060.3089600000001,1246.38147,1119.7020259999999,1089.9592290000001,1281.5985109999999,1215.2517089999999,1268.9517820000001,1271.689087,1328.337769,1389.0842290000001,1363.0147710000001,1397.1114500000001,1427.1522219999999,1446.366943,1394.303101,1338.559082,1439.0539550000001,1409.0870605999999]
["2014-12-26T02:00:43.080",8619,806.94116210000004,1406.2414550000001,1083.3969729999999,1043.0386960000001,1236.54126,1107.2539059999999,1074.3111570000001,1275.5836179999999,1205.685913,1256.7835689999999,1257.064453,1311.0322269999999,1372.0146480000001,1351.9289550000001,1388.0733640000001,1424.444092,1444.628784,1392.5058590000001,1334.3920900000001,1435.444702,1406.2831054000001]
["2014-12-26T03:00:43.085",8620,788.09069820000002,1417.8063959999999,1085.296143,1050.299927,1237.5051269999999,1104.6883539999999,1063.1357419999999,1270.5473629999999,1198.072754,1249.565063,1250.209961,1301.6058350000001,1355.960327,1336.6877440000001,1373.5421140000001,1416.2573239999999,1437.2248540000001,1388.5345460000001,1331.458374,1432.5589600000001,1401.2068116]
["2014-12-26T04:00:43.090",8621,795.10955809999996,1432.687134,1094.5253909999999,1057.5610349999999,1245.612061,1110.9368899999999,1066.6877440000001,1271.692749,1195.7725829999999,1245.922607,1247.0455320000001,1298.569092,1346.9273679999999,1326.1988530000001,1362.7689210000001,1407.684448,1427.317505,1381.885254,1327.1920170000001,1427.7445070000001,1394.3647462000001]
["2014-12-26T05:00:43.095",8622,858.89263919999996,1448.828491,1115.8831789999999,1072.799438,1256.523682,1119.9985349999999,1078.3919679999999,1280.0614009999999,1203.3323969999999,1250.8201899999999,1249.330811,1299.605591,1343.9453129999999,1321.4693600000001,1359.288818,1404.473999,1421.2464600000001,1376.6096190000001,1323.462524,1422.209961,1389.6005126]
["2014-12-26T06:00:43.100",8623,906.29095459999996,1464.693481,1130.2875979999999,1102.2368160000001,1272.571533,1134.198975,1094.2382809999999,1291.4804690000001,1216.4754640000001,1263.0867920000001,1259.657837,1307.7883300000001,1347.692139,1322.314331,1361.6549070000001,1407.2342530000001,1421.3935550000001,1376.428101,1324.0804439999999,1419.8210449999999,1389.7914796]
["2014-12-26T07:00:43.105",8624,987.70599370000002,1483.4617920000001,1154.209961,1125.0042719999999,1289.833862,1150.855957,1115.707275,1305.734741,1232.5954589999999,1278.737793,1274.326172,1322.275635,1359.0905760000001,1330.4332280000001,1370.0462649999999,1414.796509,1426.774658,1381.3416749999999,1329.716553,1422.4422609999999,1395.0143312]
["2014-12-26T08:00:43.110",8625,1163.7264399999999,1504.4628909999999,1202.046875,1156.3336179999999,1307.7646480000001,1167.80249,1135.5969239999999,1321.7783199999999,1250.7991939999999,1296.8995359999999,1290.4644780000001,1338.9555660000001,1375.573486,1344.625732,1384.2646480000001,1426.8226320000001,1436.9888920000001,1390.2132570000001,1338.56897,1429.2211910000001,1404.3629884000002]
["2014-12-26T09:00:43.115",8626,1409.244019,1532.825562,1269.1865230000001,1214.25647,1334.051025,1193.9560550000001,1155.6732179999999,1337.779663,1267.6126710000001,1314.5356449999999,1306.885254,1355.8172609999999,1394.017578,1361.732788,1401.3747559999999,1441.687866,1451.2037350000001,1402.5239260000001,1349.385376,1439.1069339999999,1416.7815674000001]
["2014-12-26T10:00:43.120",8627,1549.200562,1565.2467039999999,1310.95874,1296.072876,1373.8424070000001,1235.7193600000001,1186.624634,1358.5561520000001,1285.7352289999999,1330.825928,1321.240356,1370.7985839999999,1411.687134,1379.425659,1418.494629,1456.7476810000001,1466.9499510000001,1416.9510499999999,1361.0858149999999,1451.161987,1430.5792967999998]
["2014-12-26T11:00:43.125",8628,1538.1243899999999,1591.3316649999999,1316.755737,1350.8486330000001,1413.8774410000001,1280.6363530000001,1233.816284,1390.134155,1311.8469239999999,1351.314697,1335.985596,1384.074707,1426.3270259999999,1395.324341,1433.434692,1470.0952150000001,1481.7751459999999,1431.376953,1372.0772710000001,1463.773193,1443.8195556000001]
["2014-12-26T12:00:43.130",8629,1657.6214600000001,1602.900513,1357.1595460000001,1359.534302,1435.0893550000001,1307.293823,1277.862061,1428.5517580000001,1345.446899,1381.5466309999999,1357.434082,1400.869751,1439.3847659999999,1409.3405760000001,1445.111572,1480.6479489999999,1493.876953,1444.0736079999999,1381.247437,1475.2882079999999,1455.0268309999999]
["2014-12-26T13:00:43.135",8630,1669.5032960000001,1611.7266850000001,1366.094971,1399.5008539999999,1449.2108149999999,1326.6134030000001,1299.018433,1459.2658690000001,1373.137573,1415.2236330000001,1386.813721,1425.6501459999999,1455.4331050000001,1425.250732,1455.9187010000001,1489.347168,1502.7978519999999,1454.150024,1388.3222659999999,1484.688721,1463.8612062]
["2014-12-26T14:00:43.140",8631,1649.8774410000001,1616.8210449999999,1371.419922,1407.9354249999999,1463.2044679999999,1346.008423,1321.5379640000001,1481.258789,1389.236938,1439.264893,1414.4426269999999,1453.0311280000001,1475.4104,1446.416138,1470.249634,1499.858643,1510.712769,1462.4106449999999,1394.262573,1492.112061,1471.8713382000001]
["2014-12-26T15:00:43.145",8632,1678.177612,1615.0982670000001,1386.4414059999999,1407.132568,1467.460693,1355.697388,1338.505615,1502.3199460000001,1404.740967,1458.6845699999999,1434.3767089999999,1473.5889890000001,1493.221313,1469.2261960000001,1488.4993899999999,1515.3460689999999,1521.0593260000001,1471.537842,1401.8017580000001,1499.479736,1481.8449461999999]
["2014-12-26T16:00:43.150",8633,1532.41626,1619.26062,1354.6864009999999,1416.549683,1470.0782469999999,1362.5291749999999,1346.732544,1515.494995,1416.9963379999999,1475.6992190000001,1453.5155030000001,1490.1605219999999,1506.564331,1487.4003909999999,1505.721436,1533.968018,1534.2425539999999,1483.6180420000001,1413.859741,1509.5151370000001,1495.0406984000001]
["2014-12-26T17:00:43.155",8634,1574.1530760000001,1630.0509030000001,1375.644775,1376.6651609999999,1465.099365,1358.2210689999999,1354.825562,1522.524658,1424.538818,1486.3222659999999,1469.4366460000001,1505.711914,1519.362061,1502.5924070000001,1520.6087649999999,1551.665283,1547.0958250000001,1497.368774,1430.089966,1522.7823490000001,1509.8004394000002]
["2014-12-26T18:00:43.160",8635,2126.4890140000002,1636.6142580000001,1516.587769,1390.869019,1463.048462,1352.429443,1345.0513920000001,1521.6170649999999,1428.0950929999999,1492.9957280000001,1480.240967,1517.215942,1531.9880370000001,1516.137939,1535.6126710000001,1568.134399,1558.8382570000001,1510.471802,1446.97937,1536.9384769999999,1524.272461]
["2014-12-26T19:00:43.165",8636,1895.4576420000001,1635.8458250000001,1438.1568600000001,1550.2054439999999,1505.833496,1397.496948,1345.522827,1513.494629,1424.6843260000001,1489.8604740000001,1485.920288,1524.0419919999999,1543.622192,1526.8544919999999,1549.7631839999999,1583.42749,1570.590332,1522.93103,1462.530518,1550.250366,1537.9459471999999]
["2014-12-26T20:00:43.170",8637,1743.6682129999999,1616.284058,1398.048462,1484.538086,1527.8945309999999,1430.9895019999999,1411.596436,1527.760254,1438.6949460000001,1484.6789550000001,1483.7432859999999,1523.581543,1551.883789,1534.3326420000001,1561.348389,1596.0042719999999,1581.6370850000001,1534.7679439999999,1476.242798,1562.5032960000001,1550.2310789999999]
["2014-12-26T21:00:43.175",8638,1651.98938,1595.352173,1359.861206,1430.7102050000001,1494.7788089999999,1400.740356,1420.545044,1550.079346,1474.857178,1508.3170170000001,1491.5665280000001,1524.512207,1556.103394,1536.4379879999999,1567.9794919999999,1604.192505,1590.567139,1544.735962,1486.8870850000001,1573.0238039999999,1559.8812989999999]
["2014-12-26T22:00:43.180",8639,1423.5185550000001,1577.3695070000001,1289.8073730000001,1385.4580080000001,1465.2089840000001,1362.4136960000001,1384.2497559999999,1532.382568,1473.636475,1522.570068,1516.0058590000001,1544.1605219999999,1569.1750489999999,1540.399048,1570.7738039999999,1606.6639399999999,1595.487427,1551.225342,1493.1660159999999,1580.5740969999999,1565.4233644000001]
["2014-12-26T23:00:43.185",8640,1243.243774,1561.463745,1239.568237,1306.662231,1432.472168,1324.0832519999999,1344.4882809999999,1502.7432859999999,1444.5223390000001,1503.6865230000001,1514.1032709999999,1555.578125,1588.277466,1557.1491699999999,1580.231812,1608.9730219999999,1598.114014,1553.702759,1494.213501,1583.9884030000001,1567.7983398000001]
["2014-12-27T00:00:43.190",8641,1062.7695309999999,1552.0584719999999,1192.084106,1245.064331,1397.0642089999999,1281.834961,1296.9624020000001,1472.3183590000001,1414.4954829999999,1474.027466,1489.432861,1537.5902100000001,1589.2132570000001,1566.8428960000001,1591.290283,1617.1881100000001,1605.6035159999999,1556.5146480000001,1493.1129149999999,1584.9858400000001,1571.4810058]
["2014-12-27T01:00:43.195",8642,983.88214110000001,1546.7319339999999,1176.946655,1189.2695309999999,1368.740601,1244.959717,1250.203125,1440.5520019999999,1382.527466,1441.6416019999999,1461.3012699999999,1508.2342530000001,1570.590698,1556.2604980000001,1586.139038,1620.9495850000001,1613.316284,1562.5888669999999,1496.200439,1588.5576169999999,1576.3225583999999]
["2014-12-27T02:00:43.200",8643,939.29339600000003,1548.5327150000001,1172.94397,1170.6000979999999,1352.038086,1221.9544679999999,1209.8758539999999,1413.8576660000001,1352.1157229999999,1409.7174070000001,1431.985596,1479.519043,1545.054443,1534.5749510000001,1566.8785399999999,1611.6707759999999,1610.2924800000001,1564.8520510000001,1500.2703859999999,1593.2960210000001,1576.0763428]
["2014-12-27T03:00:43.205",8644,961.12689209999996,1556.006836,1189.494385,1169.47937,1350.3829350000001,1216.2208250000001,1189.9916989999999,1396.9410399999999,1329.6791989999999,1383.4879149999999,1405.533081,1453.005249,1519.019775,1509.969116,1543.9860839999999,1594.7066649999999,1597.6689449999999,1558.3211670000001,1497.5349120000001,1592.2982179999999,1568.1059814]
["2014-12-27T04:00:43.210",8645,994.51324460000001,1568.9517820000001,1208.4149170000001,1192.996582,1360.437134,1224.7875979999999,1190.057495,1394.840698,1322.182129,1370.3549800000001,1387.5051269999999,1432.513428,1495.6976320000001,1486.548462,1522.0850829999999,1576.8917240000001,1582.5974120000001,1547.047607,1488.7497559999999,1584.498413,1555.9569824000002]
["2014-12-27T05:00:43.215",8646,1093.4552000000001,1582.795044,1243.102173,1221.3448490000001,1378.6363530000001,1242.9056399999999,1208.466064,1405.5943600000001,1329.6218260000001,1373.345337,1383.8321530000001,1424.4875489999999,1479.624268,1468.466553,1504.078491,1561.509033,1569.05603,1536.0942379999999,1479.145264,1574.4327390000001,1544.0474608]
["2014-12-27T06:00:43.220",8647,1241.8081050000001,1595.940063,1286.2585449999999,1266.1136469999999,1401.564331,1267.596313,1235.8698730000001,1425.9600829999999,1348.7037350000001,1390.916626,1394.4525149999999,1431.6473390000001,1475.4300539999999,1461.0079350000001,1494.14563,1551.2735600000001,1559.1523440000001,1527.5778809999999,1471.650879,1565.739624,1535.0788576]
["2014-12-27T07:00:43.225",8648,1308.649658,1608.584595,1305.213013,1320.7464600000001,1429.533081,1299.2506100000001,1270.2651370000001,1451.1741939999999,1374.040283,1417.6016850000001,1416.066284,1451.506592,1484.183716,1466.568237,1495.7905270000001,1549.3826899999999,1555.794678,1523.1245120000001,1467.4770510000001,1560.118164,1531.1794190000001]
["2014-12-27T08:00:43.230",8649,1347.103394,1620.4647219999999,1317.3874510000001,1347.60376,1452.1719969999999,1326.831909,1309.1866460000001,1480.211914,1403.2657469999999,1448.901001,1443.0349120000001,1478.527466,1503.2114260000001,1483.7192379999999,1509.038452,1557.226807,1561.2955320000001,1525.082275,1468.248413,1559.3005370000001,1534.2307128]
["2014-12-27T09:00:43.235",8650,1559.8328859999999,1633.3801269999999,1374.5035399999999,1361.0778809999999,1464.053101,1342.082764,1336.0708010000001,1507.3316649999999,1431.669312,1482.2204589999999,1472.2036129999999,1508.0545649999999,1528.0850829999999,1508.0462649999999,1530.6845699999999,1573.2967530000001,1575.4057620000001,1534.6748050000001,1475.254639,1564.89563,1544.7055177999998]
["2014-12-27T10:00:43.240",8651,1696.585327,1654.616943,1410.4414059999999,1422.0395510000001,1483.5720209999999,1363.9954829999999,1348.385376,1525.2727050000001,1449.9959719999999,1509.3183590000001,1499.4376219999999,1536.7520750000001,1555.321655,1535.396606,1556.35437,1594.047607,1595.2885739999999,1550.7895510000001,1488.005615,1576.932251,1561.0127195999999]
["2014-12-27T11:00:43.245",8652,1966.0864260000001,1671.213013,1484.755737,1464.954346,1512.0577390000001,1396.553345,1374.064453,1542.187866,1461.9801030000001,1525.0189210000001,1517.6058350000001,1558.2613530000001,1580.1521,1562.1473390000001,1582.4854740000001,1616.143188,1617.330811,1570.6602780000001,1504.2375489999999,1593.491211,1580.3726074000001]
["2014-12-27T12:00:43.250",8653,2153.8745119999999,1680.049927,1532.2319339999999,1546.8706050000001,1544.339966,1437.0017089999999,1403.841797,1566.7178960000001,1480.703491,1541.10376,1529.375366,1570.1801760000001,1596.9144289999999,1582.803467,1604.607544,1636.7689210000001,1638.4985349999999,1591.5131839999999,1521.440186,1611.920654,1600.028296]
["2014-12-27T13:00:43.255",8654,2160.7436520000001,1673.0117190000001,1532.4849850000001,1603.5023189999999,1577.481323,1481.1602780000001,1447.4674070000001,1595.4399410000001,1504.748047,1561.115601,1545.7768550000001,1582.0341800000001,1607.712769,1595.557495,1618.862061,1652.577393,1655.349976,1610.7344969999999,1537.787231,1629.944702,1617.2787598]
["2014-12-27T14:00:43.260",8655,1780.8900149999999,1660.6888429999999,1434.4548339999999,1602.606323,1587.52124,1503.6400149999999,1489.1571039999999,1628.6489260000001,1534.5173339999999,1587.3431399999999,1567.223755,1599.4157709999999,1618.9829099999999,1607.017822,1628.450562,1663.1685789999999,1665.584961,1625.576904,1551.3342290000001,1645.3198239999999,1630.1968993999999]
["2014-12-27T15:00:43.265",8656,1736.377563,1645.5505370000001,1431.8549800000001,1484.6163329999999,1555.649414,1474.3148189999999,1503.4560550000001,1650.1843260000001,1558.0235600000001,1615.7128909999999,1594.611572,1622.884888,1633.83374,1621.486938,1639.235962,1673.1938479999999,1672.0555420000001,1635.798706,1561.2730710000001,1656.664307,1639.7970948000002]
["2014-12-27T16:00:43.270",8657,1735.9492190000001,1644.0219729999999,1429.1053469999999,1459.429443,1518.4578859999999,1430.176514,1457.923462,1640.709106,1554.643433,1630.908203,1618.2242429999999,1647.278198,1652.389893,1640.7861330000001,1653.9029539999999,1686.6866460000001,1679.245361,1644.559937,1570.3911129999999,1665.7014160000001,1649.3168946000001]
["2014-12-27T17:00:43.275",8658,1554.393433,1647.351318,1382.054932,1449.1064449999999,1510.6499020000001,1414.682129,1421.7733149999999,1607.947144,1522.44165,1612.216187,1620.900269,1657.981689,1668.064331,1660.9060059999999,1671.844116,1704.814453,1689.7265629999999,1654.7727050000001,1582.1961670000001,1675.7075199999999,1661.4434816]
["2014-12-27T18:00:43.280",8659,1759.790039,1646.3895259999999,1435.856689,1392.4136960000001,1497.074707,1397.0010990000001,1408.713501,1585.8641359999999,1499.3314210000001,1580.9174800000001,1597.5736079999999,1641.94165,1668.2779539999999,1670.5135499999999,1686.057129,1724.036499,1702.755981,1667.142578,1598.0017089999999,1688.619263,1676.111206]
["2014-12-27T19:00:43.285",8660,2054.8168949999999,1647.0119629999999,1497.2454829999999,1444.861572,1495.9113769999999,1390.2200929999999,1382.778442,1563.6195070000001,1487.032837,1559.2071530000001,1575.3422849999999,1615.685669,1653.2899170000001,1659.9047849999999,1686.0101320000001,1735.162842,1712.706177,1678.878784,1615.5672609999999,1703.397217,1689.1424562]
["2014-12-27T20:00:43.290",8661,1776.545288,1642.6779790000001,1408.5581050000001,1525.472534,1526.196899,1419.982422,1386.367432,1541.804077,1472.359741,1534.508423,1557.9614260000001,1596.815552,1639.372314,1640.778442,1673.4014890000001,1731.1907960000001,1711.8870850000001,1683.7064210000001,1628.267456,1715.1062010000001,1694.0315918000001]
["2014-12-27T21:00:43.295",8662,1566.553345,1620.3376459999999,1346.6549070000001,1442.423462,1523.9704589999999,1421.8907469999999,1422.2338870000001,1542.8515629999999,1476.6473390000001,1517.9461670000001,1537.5520019999999,1577.93103,1629.142578,1624.466064,1660.118164,1718.052124,1701.9567870000001,1677.986938,1628.8770750000001,1717.4144289999999,1688.8574705999999]
["2014-12-27T22:00:43.300",8663,1497.330933,1601.618164,1314.5478519999999,1368.880005,1480.487427,1374.453491,1403.5972899999999,1540.765625,1487.6403809999999,1522.815308,1530.7817379999999,1564.492432,1619.3623050000001,1608.2148440000001,1646.5458980000001,1702.771362,1690.459961,1666.1099850000001,1618.623047,1709.995361,1677.5919431999998]
["2014-12-27T23:00:43.305",8664,1179.716187,1585.3057859999999,1221.3579099999999,1332.872192,1449.112427,1331.9880370000001,1351.050293,1508.576538,1464.5931399999999,1514.3304439999999,1531.3920900000001,1564.1767580000001,1616.773193,1597.5042719999999,1631.909058,1685.3041989999999,1678.0083010000001,1652.2294919999999,1603.692749,1697.7860109999999,1663.4041504000002]
["2014-12-28T00:00:43.310",8665,1128.0988769999999,1569.13501,1209.403442,1233.084106,1413.8027340000001,1290.886475,1310.492798,1474.8359379999999,1425.5162350000001,1481.4624020000001,1509.155518,1552.9311520000001,1613.838501,1595.1235349999999,1622.487793,1669.572754,1665.1831050000001,1636.4780270000001,1586.072876,1683.1868899999999,1648.0987304000002]
["2014-12-28T01:00:43.315",8666,1094.901001,1560.9735109999999,1200.0661620000001,1213.8236079999999,1382.8935550000001,1254.206909,1257.0271,1446.546875,1393.3507079999999,1449.449707,1474.5471190000001,1521.323486,1594.0535890000001,1583.729126,1611.491211,1657.892822,1655.7932129999999,1621.568481,1568.1915280000001,1667.7464600000001,1634.2385008000001]
["2014-12-28T02:00:43.320",8667,1050.1827390000001,1556.1256100000001,1197.0295410000001,1208.05249,1375.8957519999999,1243.3378909999999,1224.15625,1420.9417719999999,1361.4320070000001,1418.3211670000001,1444.9975589999999,1489.4436040000001,1563.232178,1557.7227780000001,1588.1414789999999,1641.7314449999999,1645.0092770000001,1608.8027340000001,1553.79187,1654.366577,1620.7403806]
["2014-12-28T03:00:43.325",8668,1034.2719729999999,1554.018188,1204.7037350000001,1209.913818,1375.4227289999999,1245.009888,1215.427612,1414.787476,1344.5570070000001,1396.170288,1418.0548100000001,1463.166626,1533.0635990000001,1528.9467770000001,1559.4071039999999,1618.0463870000001,1626.728638,1593.4729,1539.742798,1641.345947,1603.867334]
["2014-12-28T04:00:43.330",8669,1074.6141359999999,1556.060669,1227.7479249999999,1223.2314449999999,1380.2687989999999,1252.7329099999999,1220.734741,1421.996582,1344.8781739999999,1392.789307,1405.5483400000001,1446.66687,1508.3374020000001,1502.6195070000001,1534.1953129999999,1594.184692,1605.635376,1574.669067,1522.1252440000001,1624.977783,1584.3184323999999]
["2014-12-28T05:00:43.335",8670,1201.8173830000001,1559.1125489999999,1271.064697,1253.4926760000001,1393.0546879999999,1268.915039,1236.0509030000001,1437.375366,1355.251221,1403.9761960000001,1409.9433590000001,1446.9594729999999,1495.857422,1485.3388669999999,1516.256226,1575.3867190000001,1587.857544,1557.5241699999999,1504.411255,1607.210327,1566.4780029999999]
["2014-12-28T06:00:43.340",8671,1365.584351,1568.5235600000001,1321.0162350000001,1306.3792719999999,1415.3732910000001,1296.8442379999999,1262.585693,1459.2292480000001,1373.5870359999999,1424.784302,1425.823486,1461.282471,1497.829712,1482.578491,1510.893677,1565.855225,1577.0419919999999,1545.9458010000001,1491.1479489999999,1592.587769,1554.5157471999999]
["2014-12-28T07:00:43.345",8672,1421.328857,1584.508423,1340.5447999999999,1367.4650879999999,1445.9311520000001,1333.624268,1301.686279,1487.5633539999999,1400.5371090000001,1453.1539310000001,1449.534668,1484.227173,1511.1601559999999,1493.189087,1519.0738530000001,1568.6697999999999,1576.5233149999999,1542.513794,1485.147461,1584.4075929999999,1551.4523926000002]
["2014-12-28T08:00:43.350",8673,1455.5301509999999,1599.8023679999999,1353.6270750000001,1393.2924800000001,1470.8092039999999,1363.5555420000001,1346.8479,1520.9235839999999,1434.701294,1488.2108149999999,1479.5089109999999,1513.3431399999999,1532.568726,1513.4232179999999,1537.4537350000001,1582.626221,1586.7192379999999,1548.7410890000001,1488.395874,1584.9323730000001,1558.2829590000001]
["2014-12-28T09:00:43.355",8674,1526.803345,1619.848999,1374.6020510000001,1405.4650879999999,1482.866211,1377.9688719999999,1376.3713379999999,1550.492798,1467.826538,1526.200073,1513.599487,1547.048706,1560.3287350000001,1540.4796140000001,1562.7261960000001,1604.1281739999999,1604.9923100000001,1563.6179199999999,1500.4392089999999,1594.488525,1573.5332275999999]
["2014-12-28T10:00:43.360",8675,1653.0898440000001,1638.3039550000001,1407.567505,1424.1866460000001,1493.67688,1387.197754,1388.3542480000001,1567.145264,1487.8145750000001,1555.529663,1544.9848629999999,1580.5550539999999,1592.0036620000001,1572.1204829999999,1592.600586,1630.080322,1628.297607,1584.513062,1518.586548,1611.1201169999999,1594.5195312000001]
["2014-12-28T11:00:43.365",8676,1732.5313719999999,1652.607178,1426.628052,1457.128418,1508.7951660000001,1402.3126219999999,1396.2094729999999,1575.665649,1495.68335,1569.8582759999999,1563.8782960000001,1604.176025,1620.8587649999999,1603.825439,1623.819092,1658.0504149999999,1654.2285159999999,1608.9334719999999,1540.0023189999999,1632.134888,1618.6699219999998]
["2014-12-28T12:00:43.370",8677,2003.767456,1655.3854980000001,1495.2016599999999,1476.296875,1522.885986,1418.692749,1410.065186,1583.97876,1501.5119629999999,1575.018188,1570.73999,1613.4300539999999,1639.0513920000001,1627.589966,1649.9262699999999,1684.296143,1679.736206,1634.5541989999999,1562.6671140000001,1655.2611079999999,1643.302954]
["2014-12-28T13:00:43.375",8678,1961.6988530000001,1653.984375,1476.2523189999999,1549.074707,1543.3370359999999,1444.733643,1421.7613530000001,1593.155029,1509.2875979999999,1579.41626,1573.77478,1614.7294919999999,1645.9542240000001,1639.446655,1665.0147710000001,1703.408203,1699.7303469999999,1657.837524,1584.3208010000001,1678.0466309999999,1664.6687011999998]
["2014-12-28T14:00:43.380",8679,1789.8291019999999,1629.3104249999999,1428.540894,1531.3133539999999,1554.280029,1462.3585210000001,1451.84375,1605.444702,1519.087158,1582.919312,1577.8670649999999,1615.9826660000001,1647.450317,1643.2679439999999,1669.9808350000001,1712.9383539999999,1710.165894,1674.3790280000001,1601.375,1696.888794,1679.149414]
["2014-12-28T15:00:43.385",8680,1574.0162350000001,1606.440186,1370.049683,1468.8638920000001,1528.262207,1442.309448,1458.336914,1617.7020259999999,1532.628052,1593.1274410000001,1584.0896,1618.996216,1647.637817,1644.8854980000001,1670.3706050000001,1715.9864500000001,1712.1094969999999,1682.404297,1611.2929690000001,1708.732788,1686.1052002000001]
["2014-12-28T16:00:43.390",8681,1695.9541019999999,1600.8900149999999,1403.6201169999999,1390.5391850000001,1488.9986570000001,1397.900024,1428.620361,1605.916626,1527.6601559999999,1597.5816649999999,1594.351807,1626.4521480000001,1649.8283690000001,1646.9365230000001,1669.9021,1717.1087649999999,1710.0269780000001,1684.221802,1615.4700929999999,1713.8891599999999,1688.1433595999999]
["2014-12-28T17:00:43.395",8682,1739.494629,1602.236328,1407.865356,1414.4224850000001,1475.7620850000001,1375.2985839999999,1380.155884,1574.10376,1498.965942,1580.193237,1591.036255,1628.4251710000001,1653.0947269999999,1652.048462,1671.3819579999999,1719.0541989999999,1707.2200929999999,1683.143188,1617.50415,1715.373413,1688.4590086000001]
["2014-12-28T18:00:43.400",8683,1872.5113530000001,1598.52478,1438.4433590000001,1421.2117920000001,1484.3572999999999,1381.0855710000001,1369.130371,1545.497437,1468.856812,1545.4366460000001,1568.1464840000001,1611.754639,1647.4814449999999,1652.2326660000001,1672.7835689999999,1722.657837,1706.0451660000001,1681.3752440000001,1619.7261960000001,1715.8500979999999,1689.1309082]
["2014-12-28T19:00:43.405",8684,1977.3260499999999,1586.448486,1453.076294,1455.985596,1493.6561280000001,1392.3603519999999,1373.8023679999999,1534.871582,1461.650269,1521.0417480000001,1540.11499,1582.4719239999999,1629.01001,1638.532471,1665.4373780000001,1722.2700199999999,1704.3336179999999,1679.289307,1622.840332,1716.6179199999999,1689.0702394]
["2014-12-28T20:00:43.410",8685,1809.3270259999999,1568.7104489999999,1395.990356,1479.4732670000001,1503.3148189999999,1405.1201169999999,1386.7891850000001,1529.0029300000001,1464.644043,1510.9772949999999,1526.30249,1562.1796879999999,1609.411621,1614.8939210000001,1647.3741460000001,1711.0760499999999,1696.0932620000001,1673.2054439999999,1623.4113769999999,1715.7264399999999,1683.9025145999999]
["2014-12-28T21:00:43.415",8686,1647.5463870000001,1545.9173579999999,1345.1533199999999,1423.255615,1490.1103519999999,1394.5935059999999,1397.9068600000001,1526.693237,1469.520996,1507.6166989999999,1520.215698,1554.880737,1600.3134769999999,1596.4086910000001,1628.6503909999999,1691.174683,1680.1403809999999,1659.4636230000001,1615.4954829999999,1708.492432,1670.9533203999999]
["2014-12-28T22:00:43.420",8687,1654.6098629999999,1528.1705320000001,1337.0623780000001,1365.2882079999999,1456.674072,1358.6347659999999,1375.670654,1515.7673339999999,1466.838379,1506.7132570000001,1516.8945309999999,1551.9685059999999,1598.7852780000001,1586.7139890000001,1616.971558,1671.8275149999999,1663.6475829999999,1640.6170649999999,1598.0607910000001,1693.2485349999999,1653.4802978]
["2014-12-28T23:00:43.425",8688,1224.6635739999999,1510.180908,1215.789673,1356.493164,1436.0264890000001,1332.609009,1334.9754640000001,1489.505737,1444.522095,1493.5437010000001,1509.4968260000001,1547.4470209999999,1598.4257809999999,1581.7150879999999,1609.4541019999999,1656.767456,1651.750366,1622.9848629999999,1577.299438,1674.550659,1636.6705563999999]
["2014-12-29T00:00:43.430",8689,1129.0904539999999,1487.0551760000001,1196.5433350000001,1227.669678,1399.4476320000001,1294.127563,1311.928345,1467.1004640000001,1417.2919919999999,1467.607544,1488.5329589999999,1532.361206,1591.413086,1576.009644,1601.7725829999999,1644.3364260000001,1643.1004640000001,1608.807495,1558.4735109999999,1657.4163820000001,1622.4268556000002]
["2014-12-29T01:00:43.435",8690,932.79553220000003,1474.899414,1143.528442,1195.7320560000001,1356.5123289999999,1246.473389,1254.6019289999999,1445.6761469999999,1394.8017580000001,1448.2285159999999,1464.076172,1508.432129,1572.8007809999999,1561.968384,1588.7879640000001,1631.5627440000001,1634.738159,1596.73999,1542.3127440000001,1642.887939,1609.6483152000001]
["2014-12-29T02:00:43.440",8691,830.46600339999998,1469.1503909999999,1128.001831,1139.6285399999999,1333.4453129999999,1216.984741,1211.580322,1415.6092530000001,1360.2144780000001,1421.929932,1444.581543,1488.7772219999999,1550.6058350000001,1541.059692,1568.661987,1615.031616,1623.253418,1584.795654,1527.8095699999999,1629.7806399999999,1596.1341795999999]
["2014-12-29T03:00:43.445",8692,854.71160889999999,1470.599121,1144.2192379999999,1120.9864500000001,1316.3854980000001,1197.293823,1179.418457,1399.4223629999999,1334.226318,1396.322388,1418.557495,1467.5509030000001,1528.806763,1521.8232419999999,1548.695923,1596.8272710000001,1608.3131100000001,1571.5897219999999,1513.312866,1616.373047,1581.2832032000001]
["2014-12-29T04:00:43.450",8693,901.98199460000001,1477.523682,1166.259155,1141.9404300000001,1319.30249,1197.705933,1165.075073,1390.9888920000001,1320.1547849999999,1381.581177,1400.8560789999999,1447.671509,1505.88147,1501.216187,1531.1953129999999,1582.1202390000001,1594.9920649999999,1559.337524,1499.5357670000001,1602.787842,1567.7546874000002]
["2014-12-29T05:00:43.455",8694,956.33282469999995,1484.8706050000001,1188.7613530000001,1173.5733640000001,1335.50415,1214.860107,1176.628052,1396.7691649999999,1320.3133539999999,1378.380981,1394.0867920000001,1438.5770259999999,1488.8280030000001,1483.775879,1515.498779,1570.5111079999999,1584.5045170000001,1551.065186,1490.2631839999999,1592.1163329999999,1557.6920655999998]
["2014-12-29T06:00:43.460",8695,1064.7657469999999,1491.4884030000001,1221.5463870000001,1205.109375,1353.9144289999999,1236.1403809999999,1203.959106,1415.257568,1337.137817,1391.2319339999999,1400.153687,1441.955933,1482.167725,1475.2849120000001,1507.2188719999999,1563.723389,1577.18335,1546.4602050000001,1485.985596,1585.7476810000001,1551.8200442]
["2014-12-29T07:00:43.465",8696,1112.31665,1496.0582280000001,1233.2438959999999,1246.2246090000001,1373.438232,1258.380005,1233.5660399999999,1437.753418,1362.1956789999999,1416.4133300000001,1419.8256839999999,1458.9204099999999,1488.393677,1478.345337,1509.301514,1564.8648679999999,1576.0897219999999,1546.341919,1486.320068,1583.6888429999999,1551.461084]
["2014-12-29T08:00:43.470",8697,1464.5394289999999,1495.959717,1322.602783,1262.873413,1388.0543210000001,1275.9448239999999,1263.4375,1459.230225,1387.1243899999999,1444.4736330000001,1445.840942,1485.1906739999999,1507.018677,1494.1182859999999,1522.7285159999999,1575.0736079999999,1583.193115,1552.5428469999999,1492.4136960000001,1587.0726320000001,1558.0591795999999]
["2014-12-29T09:00:43.475",8698,1778.241211,1492.737183,1392.1324460000001,1360.9232179999999,1414.033936,1306.4476320000001,1281.1264650000001,1476.1857910000001,1408.1427000000001,1470.3029790000001,1470.2835689999999,1511.920654,1532.178101,1518.8188479999999,1545.6108400000001,1593.732178,1598.719482,1565.7592770000001,1504.7456050000001,1596.9239500000001,1571.9760984]
["2014-12-29T10:00:43.480",8699,1967.8101810000001,1480.3786620000001,1431.2181399999999,1446.6906739999999,1454.4586179999999,1357.307861,1321.654419,1493.929932,1425.862793,1487.55835,1488.958496,1533.3466800000001,1556.953857,1545.2114260000001,1571.805298,1617.0986330000001,1620.3111570000001,1584.963135,1522.545044,1613.006592,1591.5849122]
["2014-12-29T11:00:43.485",8700,2166.0756839999999,1456.5874020000001,1472.557129,1493.9938959999999,1480.261475,1398.5335689999999,1371.6972659999999,1524.515625,1454.8201899999999,1508.288452,1502.018311,1547.0217290000001,1575.83313,1567.5555420000001,1595.0089109999999,1639.404297,1642.8237300000001,1606.790894,1543.1367190000001,1633.182129,1613.0675538]
["2014-12-29T12:00:43.490",8701,2112.4018550000001,1427.9293210000001,1447.6629640000001,1537.4135739999999,1492.5397949999999,1424.6707759999999,1404.4049070000001,1552.5413820000001,1484.7680660000001,1536.3093260000001,1521.7910159999999,1561.959106,1590.08728,1582.9573969999999,1611.1191409999999,1655.962769,1661.192871,1626.6885990000001,1562.2098390000001,1653.461914,1631.9031984000001]
["2014-12-29T13:00:43.495",8702,2050.7092290000001,1393.020264,1428.600586,1506.0913089999999,1485.6492920000001,1429.020996,1425.0592039999999,1570.5428469999999,1501.6446530000001,1557.8272710000001,1543.116577,1581.681274,1605.7845460000001,1597.705933,1622.445923,1665.673462,1672.3544919999999,1641.0512699999999,1576.064697,1669.7847899999999,1644.9857422]
["2014-12-29T14:00:43.500",8703,1773.5164789999999,1361.0479740000001,1353.6035159999999,1471.2620850000001,1460.0740969999999,1410.9301760000001,1415.895264,1576.188232,1505.38562,1569.650269,1556.1669919999999,1596.1441649999999,1619.739014,1613.7060550000001,1633.9307859999999,1673.1317140000001,1678.5509030000001,1649.318115,1583.4228519999999,1679.9582519999999,1652.8763672]
["2014-12-29T15:00:43.505",8704,1738.9255370000001,1334.5107419999999,1351.0882570000001,1374.8314210000001,1420.9666749999999,1373.1267089999999,1391.6273189999999,1564.3446039999999,1491.9476320000001,1565.9945070000001,1560.054077,1600.9228519999999,1626.1563719999999,1624.7989500000001,1642.8302000000001,1680.842163,1683.2673339999999,1654.4395750000001,1587.357178,1685.5786129999999,1658.2969725999999]
["2014-12-29T16:00:43.510",8705,1263.581177,1327.889893,1227.6134030000001,1352.1096190000001,1387.3382570000001,1336.734741,1342.4760739999999,1538.8305660000001,1466.2144780000001,1548.6126710000001,1550.81897,1594.0616460000001,1622.9167480000001,1627.732178,1645.290649,1686.1171879999999,1685.244629,1657.6865230000001,1591.2751459999999,1689.571289,1661.978955]
["2014-12-29T17:00:43.515",8706,1333.181519,1326.3623050000001,1260.6560059999999,1207.5706789999999,1347.6395259999999,1288.3413089999999,1310.848755,1505.534668,1432.904663,1516.628052,1531.1547849999999,1576.58728,1610.4676509999999,1620.1976320000001,1640.2586670000001,1686.5257570000001,1682.4305420000001,1657.333862,1594.4123540000001,1691.9636230000001,1662.5332276000001]
["2014-12-29T18:00:43.520",8707,1752.175293,1338.963013,1361.006836,1223.069092,1318.8195800000001,1247.4208980000001,1246.8781739999999,1468.0413820000001,1401.882202,1485.0040280000001,1503.4542240000001,1550.272217,1590.794678,1603.3431399999999,1628.1220699999999,1680.727783,1674.1729740000001,1652.0860600000001,1594.5839840000001,1691.050659,1658.5242920000001]
["2014-12-29T19:00:43.525",8708,1693.736938,1349.392456,1329.8729249999999,1341.3240969999999,1353.8089600000001,1273.975586,1221.6689449999999,1423.3729249999999,1363.6782229999999,1442.368164,1475.2735600000001,1522.724976,1569.171143,1579.0816649999999,1610.1751710000001,1668.5905760000001,1661.193237,1641.838745,1590.229126,1685.6289059999999,1649.4961179999998]
["2014-12-29T20:00:43.530",8709,1572.6082759999999,1343.981323,1287.7738039999999,1329.3819579999999,1381.58728,1306.1046140000001,1267.238159,1415.7551269999999,1356.7044679999999,1406.774658,1438.9357910000001,1489.790894,1546.681274,1553.4782709999999,1589.888062,1651.1796879999999,1644.471558,1627.1258539999999,1580.7294919999999,1675.474121,1635.7961425999999]
["2014-12-29T21:00:43.535",8710,1289.9201660000001,1332.6285399999999,1195.8101810000001,1287.6857910000001,1366.3680420000001,1290.4730219999999,1288.4335940000001,1425.6495359999999,1382.2490230000001,1409.8220209999999,1423.315308,1464.775879,1523.724976,1523.9676509999999,1567.0670170000001,1630.4217530000001,1626.517822,1609.11499,1566.095703,1660.946655,1618.6193846000001]
["2014-12-29T22:00:43.540",8711,1203.7795410000001,1315.264893,1157.844971,1189.8945309999999,1327.9820560000001,1241.7235109999999,1266.279297,1412.283081,1386.5325929999999,1419.240967,1432.8043210000001,1468.1191409999999,1516.9415280000001,1502.5839840000001,1543.9757079999999,1605.650879,1606.7589109999999,1588.7821039999999,1547.555298,1643.2460940000001,1598.3986571999999]
["2014-12-29T23:00:43.545",8712,1141.6888429999999,1305.8258060000001,1126.497803,1145.536621,1288.266357,1191.804443,1206.8795170000001,1378.0593260000001,1358.6374510000001,1406.025879,1429.7368160000001,1475.5345460000001,1525.3422849999999,1501.8542480000001,1534.1599120000001,1584.5341800000001,1588.263428,1566.502197,1524.972534,1622.5894780000001,1577.3723633999998]
["2014-12-30T00:00:43.550",8713,1180.3486330000001,1297.3342290000001,1130.9720460000001,1114.5720209999999,1266.8276370000001,1162.012207,1155.2623289999999,1337.2935789999999,1315.0423579999999,1369.4262699999999,1402.7426760000001,1459.474121,1525.1092530000001,1504.7265629999999,1534.2332759999999,1574.9528809999999,1579.7430420000001,1548.1362300000001,1502.321289,1601.6910399999999,1561.3688964]
["2014-12-30T01:00:43.555",8714,993.52636719999998,1291.338013,1083.3680420000001,1123.700928,1258.7017820000001,1152.05603,1120.692871,1311.224976,1280.1442870000001,1330.0363769999999,1361.743774,1422.3828129999999,1503.5111079999999,1492.1676030000001,1525.439331,1568.244995,1578.041504,1538.1954350000001,1487.2429199999999,1586.845581,1551.7140869999998]
["2014-12-30T02:00:43.560",8715,858.21252440000001,1285.193237,1062.356323,1078.469482,1248.079712,1142.4454350000001,1110.3203129999999,1302.3983149999999,1260.732422,1303.2570800000001,1327.1419679999999,1384.5686040000001,1468.5239260000001,1462.5615230000001,1500.5395510000001,1552.119263,1570.7229,1530.5482179999999,1478.1007079999999,1578.1087649999999,1541.9199708000001]
["2014-12-30T03:00:43.565",8716,877.62188719999995,1286.1166989999999,1083.4995120000001,1053.2711179999999,1230.3352050000001,1125.190308,1092.8504640000001,1304.5192870000001,1252.9099120000001,1295.0529790000001,1307.5814210000001,1360.614746,1435.938721,1429.4758300000001,1468.127563,1525.826538,1552.4589840000001,1517.1395259999999,1466.157471,1568.0686040000001,1525.9302246]
["2014-12-30T04:00:43.570",8717,928.75244139999995,1293.986572,1114.224487,1075.5155030000001,1231.352905,1125.7021480000001,1078.5375979999999,1305.4451899999999,1243.8579099999999,1294.4765629999999,1303.0277100000001,1353.206177,1415.173706,1405.127197,1441.1374510000001,1499.0447999999999,1529.554443,1498.2348629999999,1447.8961179999999,1552,1505.3460447999998]
["2014-12-30T05:00:43.575",8718,982.46856690000004,1301.7532960000001,1145.3416749999999,1112.332764,1249.8123780000001,1148.0145259999999,1091.576538,1316.70813,1242.411499,1297.294312,1303.3557129999999,1354.0714109999999,1405.505371,1394.3405760000001,1426.611572,1481.4063719999999,1511.390991,1480.9307859999999,1428.7493899999999,1533.3824460000001,1487.1719969999999]
["2014-12-30T06:00:43.580",8719,1029.74353,1307.8905030000001,1170.001953,1148.6282960000001,1271.5584719999999,1176.58728,1125.9951169999999,1342.7695309999999,1260.8172609999999,1314.482788,1312.599365,1360.339111,1401.7227780000001,1392.4141850000001,1423.3579099999999,1476.5070800000001,1503.247803,1471.5195309999999,1416.4354249999999,1519.3637699999999,1477.4147217999998]
["2014-12-30T07:00:43.585",8720,1077.602173,1314.6770019999999,1188.9548339999999,1175.9194339999999,1289.47876,1200.4207759999999,1164.2182620000001,1373.6933590000001,1291.9086910000001,1346.8636469999999,1337.8663329999999,1380.2730710000001,1407.0654300000001,1397.7701420000001,1427.587158,1481.339966,1504.0982670000001,1471.5268550000001,1414.8051760000001,1514.545288,1477.2631104]
["2014-12-30T08:00:43.590",8721,1186.716797,1322.911499,1217.861572,1195.0969239999999,1302.182861,1216.4819339999999,1194.149658,1399.2741699999999,1322.2075199999999,1383.371948,1372.650269,1413.926025,1426.9360349999999,1415.177612,1441.9160159999999,1493.747803,1511.477539,1478.6403809999999,1422.1168210000001,1518.549438,1484.9063964000002]
["2014-12-30T09:00:43.595",8722,1222.197388,1328.9135739999999,1220.4418949999999,1224.349976,1314.575562,1230.138672,1212.8488769999999,1414.819336,1343.9998780000001,1412.9293210000001,1404.8569339999999,1449.560669,1457.740356,1444.1522219999999,1468.7540280000001,1515.111206,1526.708862,1491.846802,1435.2854,1528.980957,1499.5866454]
["2014-12-30T10:00:43.600",8723,1230.6798100000001,1334.654419,1215.44751,1226.2236330000001,1321.345581,1237.940308,1227.9842530000001,1422.481812,1357.2951660000001,1430.4039310000001,1426.482788,1475.924683,1489.4570309999999,1476.3292240000001,1502.3686520000001,1543.799683,1550.474365,1512.1870120000001,1453.9418949999999,1545.3477780000001,1521.1501466000002]
["2014-12-30T11:00:43.605",8724,1206.9841309999999,1339.4963379999999,1200.601318,1216.644775,1318.3553469999999,1233.4279790000001,1229.588501,1423.3222659999999,1364.162476,1438.4456789999999,1436.5391850000001,1489.263794,1513.689453,1502.4075929999999,1532.8881839999999,1572.780518,1577.8332519999999,1537.8553469999999,1477.35022,1567.3652340000001,1546.6369141999999]
["2014-12-30T12:00:43.610",8725,1203.002808,1344.619263,1192.740601,1195.457764,1309.611572,1220.6094969999999,1217.8857419999999,1414.2028809999999,1359.822144,1435.5554199999999,1437.430664,1492.0523679999999,1527.9350589999999,1517.856689,1553.33374,1594.3916019999999,1600.9636230000001,1562.804077,1500.9334719999999,1591.389893,1570.0965334]
["2014-12-30T13:00:43.615",8726,1177.107788,1352.194092,1181.3903809999999,1181.368774,1300.449341,1206.319702,1197.3701169999999,1398.339111,1345.369629,1420.994995,1427.5227050000001,1484.4916989999999,1531.884399,1523.0970460000001,1562.1904300000001,1605.1274410000001,1614.525269,1580.7807620000001,1518.4860839999999,1611.4022219999999,1586.0643556]
["2014-12-30T14:00:43.620",8727,1157.8452150000001,1364.7945560000001,1176.724487,1164.7983400000001,1293.841553,1194.173706,1178.4476320000001,1380.5795900000001,1326.2883300000001,1398.630615,1409.0667719999999,1466.8927000000001,1524.350952,1517.8808590000001,1559.764893,1605.5814210000001,1617.61438,1589.019409,1526.530884,1623.0092770000001,1592.3510742000001]
["2014-12-30T15:00:43.625",8728,1162.990967,1381.8951420000001,1181.3009030000001,1155.41687,1290.538452,1184.583496,1162.7882079999999,1365.45813,1308.7723390000001,1375.305298,1387.3819579999999,1443.7344969999999,1506.7767329999999,1502.982422,1546.3758539999999,1596.9301760000001,1610.9229740000001,1587.7094729999999,1525.5825199999999,1625.430298,1589.3150882]
["2014-12-30T16:00:43.630",8729,1201.9243160000001,1407.5069579999999,1197.5889890000001,1157.3320309999999,1293.3839109999999,1180.9140629999999,1153.045288,1353.5327150000001,1294.6507570000001,1355.0748289999999,1368.177124,1421.528442,1484.195557,1482.075439,1524.9956050000001,1580.969971,1595.6282960000001,1577.6220699999999,1517.4438479999999,1619.743408,1578.2815186000003]
["2014-12-30T17:00:43.635",8730,1299.306885,1431.4541019999999,1227.7485349999999,1173.9566649999999,1304.9056399999999,1185.5361330000001,1152.04187,1346.264893,1285.6585689999999,1339.6816409999999,1353.281616,1403.959595,1462.367432,1460.605591,1501.1358640000001,1561.217529,1574.6914059999999,1560.3179929999999,1503.8808590000001,1607.3675539999999,1561.4950681999999]
["2014-12-30T18:00:43.640",8731,1651.049683,1441.1529539999999,1317.754639,1208.4262699999999,1323.5627440000001,1200.3378909999999,1161.6617429999999,1344.84375,1283.50415,1330.736206,1343.5902100000001,1391.9370120000001,1444.8781739999999,1442.2366939999999,1479.9041749999999,1541.8804929999999,1552.696289,1538.9517820000001,1487.3482670000001,1590.491211,1542.2736084000001]
["2014-12-30T19:00:43.645",8732,1710.1923830000001,1443.2143550000001,1322.818237,1312.969116,1358.5267329999999,1238.7108149999999,1182.125732,1349.5938719999999,1289.1864009999999,1329.1796879999999,1339.675293,1385.875732,1433.766357,1428.664307,1463.94812,1525.5413820000001,1533.564331,1517.3012699999999,1470.8195800000001,1572.183716,1523.8820558]
["2014-12-30T20:00:43.650",8733,1643.1104740000001,1432.7269289999999,1300.2094729999999,1332.9697269999999,1387.252197,1276.5020750000001,1232.4925539999999,1366.286621,1306.3089600000001,1335.0767820000001,1341.460693,1385.897217,1430.008423,1420.642456,1454.197144,1512.8480219999999,1519.198486,1497.9636230000001,1456.200073,1555.064453,1508.2549314]
["2014-12-30T21:00:43.655",8734,1613.7025149999999,1413.3443600000001,1283.9537350000001,1310.319092,1382.440063,1279.6518550000001,1262.9379879999999,1389.7583010000001,1334.3469239999999,1356.429932,1351.281982,1392.6586910000001,1433.356567,1418.2543949999999,1450.4742429999999,1503.4968260000001,1509.9589840000001,1482.028564,1443.6533199999999,1540.2814940000001,1495.8838376000001]
["2014-12-30T22:00:43.660",8735,1525.775024,1398.252686,1253.4323730000001,1290.993164,1365.4472659999999,1265.274658,1256.9288329999999,1394.859009,1346.068481,1377.201172,1369.927246,1409.1395259999999,1445.5006100000001,1422.1217039999999,1452.020996,1496.934814,1505.321655,1469.7380370000001,1432.4288329999999,1527.838745,1486.4524168]
["2014-12-30T23:00:43.665",8736,1353.0511469999999,1384.5485839999999,1206.0555420000001,1257.6082759999999,1347.7490230000001,1248.6861570000001,1237.8682859999999,1386.049438,1336.0463870000001,1379.05835,1377.7196039999999,1422.9979249999999,1462.4608149999999,1433.846313,1459.622437,1493.863525,1504.6453859999999,1461.0479740000001,1421.8610839999999,1517.374268,1479.7584474]
["2014-12-31T00:00:43.670",8737,1018.499329,1374.6926269999999,1122.39563,1203.9007570000001,1323.237427,1225.2985839999999,1214.5214840000001,1375.361938,1319.8500979999999,1368.77124,1369.269775,1420.184937,1470.3029790000001,1443.5485839999999,1468.913086,1495.1766359999999,1508.387207,1456.6289059999999,1412.4105219999999,1509.0361330000001,1476.3278808]
["2014-12-31T01:00:43.675",8738,958.1306763,1371.7457280000001,1117.498169,1107.6999510000001,1285.5383300000001,1184.6750489999999,1182.9525149999999,1363.1186520000001,1302.486206,1356.0201420000001,1355.843384,1406.7326660000001,1463.8676760000001,1441.377808,1469.5462649999999,1495.8041989999999,1513.017212,1456.4542240000001,1405.880981,1503.887207,1475.0087645999999]
["2014-12-31T02:00:43.680",8739,882.91796880000004,1379.8314210000001,1104.690063,1094.0810550000001,1259.960693,1152.2448730000001,1132.2979740000001,1344.0095209999999,1278.9932859999999,1341.4655760000001,1342.8937989999999,1393.1743160000001,1449.9399410000001,1430.3304439999999,1459.8985600000001,1490.4708250000001,1512.0042719999999,1456.623779,1401.1789550000001,1500.9039310000001,1472.2363524]
["2014-12-31T03:00:43.685",8740,883.33892820000005,1391.806885,1117.513672,1083.4879149999999,1258.075317,1145.2573239999999,1107.8688959999999,1326.017212,1252.5615230000001,1319.506592,1327.9708250000001,1380.2457280000001,1434.4407960000001,1417.3370359999999,1446.9379879999999,1481.594971,1504.708862,1453.7200929999999,1395.087769,1496.7751459999999,1466.3773681999999]
["2014-12-31T04:00:43.690",8741,878.68133539999997,1407.9916989999999,1125.606323,1101.350342,1265.3570560000001,1150.8895259999999,1106.1538089999999,1325.5419919999999,1244.793091,1306.1053469999999,1312.665283,1365.2873540000001,1417.0635990000001,1404.3516850000001,1435.4061280000001,1474.7116699999999,1496.153198,1449.5566409999999,1388.352905,1490.9223629999999,1459.9393553999998]
["2014-12-31T05:00:43.695",8742,957.34350589999997,1425.1851810000001,1153.7451169999999,1117.334351,1279.505737,1162.517212,1122.0916749999999,1335.015625,1253.981812,1309.5417480000001,1312.4732670000001,1359.556763,1402.2148440000001,1391.2954099999999,1425.3114009999999,1471.5928960000001,1490.009399,1447.8664550000001,1385.2052000000001,1486.609741,1456.2567382000002]
["2014-12-31T06:00:43.700",8743,1042.228149,1443.419189,1178.0892329999999,1154.4171140000001,1297.9539789999999,1178.732422,1142.819702,1350.1053469999999,1272.372192,1325.3320309999999,1326.2272949999999,1370.3043210000001,1400.054077,1386.9810789999999,1420.9526370000001,1472.2886960000001,1486.6727289999999,1449.647217,1387.947876,1486.606689,1456.6326414]
["2014-12-31T07:00:43.705",8744,1068.8741460000001,1459.3138429999999,1185.005615,1188.8603519999999,1320.2039789999999,1199.150635,1169.7489009999999,1365.9056399999999,1293.507202,1345.89624,1347.272827,1391.666504,1412.7482910000001,1396.3935550000001,1429.3485109999999,1480.7827150000001,1489.337769,1455.0979,1395.820923,1491.070068,1462.421875]
["2014-12-31T08:00:43.710",8745,1111.2110600000001,1472.1829829999999,1195.3428960000001,1201.6339109999999,1335.3930660000001,1213.3461910000001,1196.2416989999999,1382.5023189999999,1315.8908690000001,1367.515625,1368.4888920000001,1414.915894,1435.065186,1416.507202,1449.7711179999999,1499.0668949999999,1501.9436040000001,1466.8348390000001,1409.505249,1500.7955320000001,1475.6292238000001]
["2014-12-31T09:00:43.715",8746,1254.489014,1485.181274,1231.5704350000001,1213.4600829999999,1343.7301030000001,1219.7540280000001,1209.6595460000001,1394.157471,1333.874634,1387.1403809999999,1387.3442379999999,1435.4602050000001,1460.424927,1440.5335689999999,1475.7664789999999,1523.2769780000001,1523.2304690000001,1485.8458250000001,1429.7973629999999,1517.2282709999999,1495.8757811999999]
["2014-12-31T10:00:43.720",8747,1380.166504,1498.1972659999999,1263.540039,1252.810913,1357.9663089999999,1232.3682859999999,1213.7236330000001,1398.6014399999999,1341.37085,1397.942749,1399.4602050000001,1450.253418,1484.1567379999999,1463.4963379999999,1500.768311,1546.8282469999999,1547.461914,1508.715942,1453.729736,1538.8950199999999,1519.1261718000001]
["2014-12-31T11:00:43.725",8748,1345.567871,1506.2152100000001,1257.2126459999999,1290.060303,1378.2806399999999,1254.7692870000001,1226.345581,1404.161621,1343.94751,1399.5135499999999,1401.071899,1454.709595,1500.6872559999999,1481.1483149999999,1520.213745,1564.769775,1568.8767089999999,1530.0474850000001,1475.4803469999999,1561.013062,1540.0374755999999]
["2014-12-31T12:00:43.730",8749,1356.2777100000001,1507.8126219999999,1267.6164550000001,1282.7008060000001,1386.725342,1268.0405270000001,1245.734009,1417.600586,1351.484009,1401.900513,1397.670654,1450.1976320000001,1505.884033,1489.0654300000001,1529.6533199999999,1573.9372559999999,1583.402832,1545.739746,1490.2227780000001,1578.6164550000001,1554.3838134000002]
["2014-12-31T13:00:43.735",8750,1306.6689449999999,1512.2021480000001,1262.372314,1287.2076420000001,1386.2691649999999,1271.073486,1250.388428,1430.748779,1359.9875489999999,1410.1857910000001,1399.0297849999999,1446.374634,1502.8945309999999,1487.8927000000001,1527.4555660000001,1572.550293,1587.8695070000001,1553.1295170000001,1495.667236,1588.5692140000001,1559.5571534000001]
["2014-12-31T14:00:43.740",8751,1257.4061280000001,1515.508789,1260.400024,1275.7604980000001,1386.357788,1272.6467290000001,1252.3359379999999,1438.008789,1360.8851320000001,1415.8323969999999,1404.5854489999999,1448.4107670000001,1498.5703129999999,1484.522827,1518.631592,1563.030029,1581.959717,1550.9414059999999,1491.345581,1589.356812,1555.3267090000002]
["2014-12-31T15:00:43.745",8752,1255.524048,1522.645874,1270.1248780000001,1265.463135,1383.6676030000001,1271.802856,1252.8131100000001,1444.8603519999999,1360.4968260000001,1418.9674070000001,1408.2535399999999,1451.064331,1493.9379879999999,1483.1861570000001,1510.154419,1552.128418,1570.325928,1541.25,1479.5407709999999,1581.782471,1545.0055176000001]
["2014-12-31T16:00:43.750",8753,1366.658447,1535.5874020000001,1306.872437,1268.748779,1385.585327,1273.422607,1253.4167480000001,1449.023193,1361.2696530000001,1422.476807,1413.432861,1453.6401370000001,1487.996582,1481.6575929999999,1503.599731,1544.784668,1558.8305660000001,1529.196533,1465.9643550000001,1569.9826660000001,1533.7517576]
["2014-12-31T17:00:43.755",8754,1478.9704589999999,1550.958374,1337.4884030000001,1305.2346190000001,1399.714111,1286.8048100000001,1259.533813,1452.1141359999999,1363.915894,1425.8770750000001,1420.3763429999999,1458.9357910000001,1483.994263,1480.5264890000001,1499.097534,1541.295044,1549.602905,1518.711548,1456.1248780000001,1559.0460210000001,1524.9560792]
["2014-12-31T18:00:43.760",8755,1780.677246,1555.6489260000001,1410.2292480000001,1341.1914059999999,1421.355591,1309.26062,1280.7569579999999,1458.360596,1372.5555420000001,1430.5423579999999,1428.197754,1466.4136960000001,1484.7337649999999,1481.642822,1499.190186,1541.8011469999999,1543.614624,1510.9530030000001,1451.576904,1551.4174800000001,1519.8726316]
["2014-12-31T19:00:43.765",8756,1738.1171879999999,1548.543091,1381.1591800000001,1425.996216,1450.47522,1343.2387699999999,1306.927856,1468.4918210000001,1389.462158,1440.72876,1438.394409,1475.9438479999999,1491.2489009999999,1485.415039,1504.7742920000001,1546.5541989999999,1542.5405270000001,1506.9305420000001,1451.874268,1547.556885,1519.0912842000002]
["2014-12-31T20:00:43.770",8757,1343.2202150000001,1493.9562989999999,1257.4494629999999,1405.164673,1462.1553960000001,1362.0433350000001,1348.6417240000001,1481.8161620000001,1411.267822,1453.854736,1452.0858149999999,1489.077759,1504.5812989999999,1492.440552,1515.0074460000001,1554.387939,1546.763794,1507.4644780000001,1456.2901609999999,1547.649414,1522.5111571999998]
["2014-12-31T21:00:43.775",8758,1284.9985349999999,1416.6092530000001,1220.0113530000001,1265.4132079999999,1408.6046140000001,1317.8632809999999,1354.3992920000001,1490.402832,1432.1838379999999,1472.1785890000001,1466.732178,1503.978149,1523.424927,1503.744751,1529.1232910000001,1563.9537350000001,1555.2539059999999,1512.0279539999999,1463.137939,1551.1832280000001,1529.1113524]
["2014-12-31T22:00:43.780",8759,1215.1839600000001,1391.300293,1183.6226810000001,1208.915894,1340.86499,1249.9770510000001,1285.429077,1461.1274410000001,1420.0023189999999,1477.3382570000001,1478.944092,1518.489746,1544.966553,1517.76062,1544.9334719999999,1574.2825929999999,1566.8084719999999,1519.4448239999999,1470.328857,1556.8751219999999,1537.5479735999998]
["2014-12-31T23:00:43.785",8760,1215.1839600000001,1369.794312,1183.6226810000001,1166.0656739999999,1310.697144,1208.117798,1215.4021,1405.674561,1367.962769,1441.3323969999999,1464.7238769999999,1516.8420410000001,1560.966187,1532.0245359999999,1559.5916749999999,1584.0844729999999,1579.3885499999999,1528.4157709999999,1476.5589600000001,1563.529053,1546.3953614]
[]
["…............................................................................................................................................................................................................................................................................................................................................................................................................................................"]

{"sheet":"8.Resultados","index":7,"n_rows":126,"n_cols":22,"rows_kept":126,"cut":false,"hidden":false,"merged":[[79,0,79,1],[57,0,57,21],[2,0,2,21],[71,0,71,1],[72,0,72,1],[73,0,73,1],[74,0,74,1],[75,0,75,1],[76,0,76,1],[65,0,65,1],[66,0,66,1],[67,0,67,1],[68,0,68,1],[69,0,69,1],[70,0,70,1],[59,0,59,21],[60,0,60,1],[61,0,61,1],[62,0,62,1],[63,0,63,1],[64,0,64,1],[77,0,77,1],[78,0,78,1],[51,0,51,1],[52,0,52,1],[54,0,54,21],[55,0,55,1],[45,0,45,1],[46,0,46,1],[47,0,47,1],[48,0,48,1],[49,0,49,1],[50,0,50,1],[15,0,15,1],[16,0,16,1],[17,0,17,1],[18,0,18,1],[19,0,19,1],[44,0,44,1],[33,0,33,1],[34,0,34,1],[35,0,35,1],[36,0,36,1],[37,0,37,1],[38,0,38,1],[29,0,29,1],[39,0,39,1],[40,0,40,1],[41,0,41,1],[42,0,42,1],[43,0,43,1],[0,0,1,21],[81,0,81,21],[82,0,82,1],[83,0,83,1],[84,0,84,1],[4,0,4,1],[20,0,20,1],[9,0,9,1],[10,0,10,1],[11,0,11,1],[12,0,12,1],[13,0,13,1],[14,0,14,1],[27,0,27,1],[28,0,28,1],[8,0,8,21],[31,0,31,21],[32,0,32,1],[21,0,21,1],[22,0,22,1],[23,0,23,1],[24,0,24,1],[25,0,25,1],[26,0,26,1],[90,0,90,1],[91,0,91,1],[92,0,92,1],[93,0,93,1],[94,0,94,1],[85,0,85,1],[86,0,86,1],[87,0,87,1],[88,0,88,1],[89,0,89,1],[100,0,100,1],[101,0,101,1],[103,0,103,21],[106,0,106,1],[107,0,107,1],[95,0,95,1],[96,0,96,1],[97,0,97,1],[98,0,98,1],[99,0,99,1],[123,0,123,1],[124,0,124,1],[125,0,125,1],[105,0,105,21],[118,0,118,1],[119,0,119,1],[120,0,120,1],[121,0,121,1],[122,0,122,1],[113,0,113,1],[114,0,114,1],[115,0,115,1],[116,0,116,1],[117,0,117,1],[108,0,108,1],[109,0,109,1],[110,0,110,1],[111,0,111,1],[112,0,112,1]]}
["8. RESULTADOS"]
[]
["I. Ingresos esperados para el generador exento"]
[]
["Año de operación ->",null,1,2,3,4,5,6,7,8,9,10,11,12,13,14,15,16,17,18,19,20]
["Energía generada (MWh/año)",null,{"$f":"'6.Generación'!$B$32*'6.Generación'!B14","v":78.057378749999998},{"$f":"'6.Generación'!$B$32*'6.Generación'!C14","v":77.57702565000001},{"$f":"'6.Generación'!$B$32*'6.Generación'!D14","v":77.096672550000008},{"$f":"'6.Generación'!$B$32*'6.Generación'!E14","v":76.616319450000006},{"$f":"'6.Generación'!$B$32*'6.Generación'!F14","v":76.135966350000004},{"$f":"'6.Generación'!$B$32*'6.Generación'!G14","v":75.655613250000002},{"$f":"'6.Generación'!$B$32*'6.Generación'!H14","v":75.17526015},{"$f":"'6.Generación'!$B$32*'6.Generación'!I14","v":74.694907049999998},{"$f":"'6.Generación'!$B$32*'6.Generación'!J14","v":74.214553949999996},{"$f":"'6.Generación'!$B$32*'6.Generación'!K14","v":73.734200850000008},{"$f":"'6.Generación'!$B$32*'6.Generación'!L14","v":73.253847750000006},{"$f":"'6.Generación'!$B$32*'6.Generación'!M14","v":72.773494650000004},{"$f":"'6.Generación'!$B$32*'6.Generación'!N14","v":72.293141550000001},{"$f":"'6.Generación'!$B$32*'6.Generación'!O14","v":71.812788449999999},{"$f":"'6.Generación'!$B$32*'6.Generación'!P14","v":71.332435349999997},{"$f":"'6.Generación'!$B$32*'6.Generación'!Q14","v":70.852082249999995},{"$f":"'6.Generación'!$B$32*'6.Generación'!R14","v":70.371729149999993},{"$f":"'6.Generación'!$B$32*'6.Generación'!S14","v":69.891376049999991},{"$f":"'6.Generación'!$B$32*'6.Generación'!T14","v":69.411022950000003},{"$f":"'6.Generación'!$B$32*'6.Generación'!U14","v":68.930669850000001}]
["Venta 100% a la red (hipotética)",null,171015.94725415579,176722.09138361001,161288.91782121005,172847.73703381279,157900.23869409118,153380.6695144448,152156.50122823997,160065.64411662053,152360.96968062059,156505.91662776127,154879.56003327717,154040.8400665556,149526.41270034137,153083.44422571958,149926.83549606425,150374.82338393093,148454.10812313005,145447.79627389205,140818.9414958035,144468.05016013794]
[]
["Primera fuente de ingreso: pagos de los beneficiarios al generador exento por el servicio de generación distribuida."]
["Beneficiario 1",null,0,0,0,0,0,0,0,0,0,0,0,0,0,0,0,0,0,0,0,0]
["Beneficiario 2",null,0,0,0,0,0,0,0,0,0,0,0,0,0,0,0,0,0,0,0,0]
["Beneficiario 3",null,0,0,0,0,0,0,0,0,0,0,0,0,0,0,0,0,0,0,0,0]
["Beneficiario 4",null,0,0,0,0,0,0,0,0,0,0,0,0,0,0,0,0,0,0,0,0]
["Beneficiario 5"]
["Beneficiario 6"]
["Beneficiario 7"]
["Beneficiario 8"]
["Beneficiario 9"]
["Beneficiario 10"]
["Beneficiario 11"]
["Beneficiario 12"]
["Beneficiario 13"]
["Beneficiario 14"]
["Beneficiario 15"]
["Beneficiario 16"]
["Beneficiario 17"]
["Beneficiario 18"]
["Beneficiario 19"]
["Beneficiario 20"]
["TOTAL",null,{"$f":"SUM(C10:C29)","v":0},{"$f":"SUM(D10:D29)","v":0},0,0,0,0,0,0,0,0,0,0,0,0,0,0,0,0,0,0]
[]
["Segunda fuente de ingreso: pagos que el generador exento recibe del suministrador de servicios básicos por saldos no utilizados en la compensación de energía de los beneficiarios."]
["Beneficiario 1",null,null,4999.5856241108595,6231.872823059377,5569.1885202612038,5766.4205673158285,5030.160224936154,4729.8139498359815,4485.3952289986883,4451.3748002785496,4031.9099302599839,3881.1549495451986,3640.4659073075063,3382.8159154522518,3031.1693423412489,2901.1268137701486,2579.9304967152784,2338.2209046097555,2032.2409603942433,1734.4405369930846,1440.8692645481829]
["Beneficiario 2",null,null,4999.5856241108595,6231.872823059377,5569.1885202612038,5766.4205673158285,5030.160224936154,4729.8139498359815,4485.3952289986883,4451.3748002785496,4031.9099302599839,3881.1549495451986,3640.4659073075063,3382.8159154522518,3031.1693423412489,2901.1268137701486,2579.9304967152784,2338.2209046097555,2032.2409603942433,1734.4405369930846,1440.8692645481829]
["Beneficiario 3",null,null,4999.5856241108595,6231.872823059377,5569.1885202612038,5766.4205673158285,5030.160224936154,4729.8139498359815,4485.3952289986883,4451.3748002785496,4031.9099302599839,3881.1549495451986,3640.4659073075063,3382.8159154522518,3031.1693423412489,2901.1268137701486,2579.9304967152784,2338.2209046097555,2032.2409603942433,1734.4405369930846,1440.8692645481829]
["Beneficiario 4",null,null,2070.1128751599317,2441.7008017403891,2186.5669099715328,2299.1828257249203,2113.3524846101927,2021.0761398329303,1976.6399219713308,2054.4950117449666,1927.2480254877976,1937.6664185933812,1904.5735931984887,1860.8106695106085,1785.1568899169472,1797.1691162387633,1727.7194314124213,1705.6525649014902,1650.509916995316,1590.4289399189979,1515.7093320412625]
["Beneficiario 5"]
["Beneficiario 6"]
["Beneficiario 7"]
["Beneficiario 8"]
["Beneficiario 9"]
["Beneficiario 10"]
["Beneficiario 11"]
["Beneficiario 12"]
["Beneficiario 13"]
["Beneficiario 14"]
["Beneficiario 15"]
["Beneficiario 16"]
["Beneficiario 17"]
["Beneficiario 18"]
["Beneficiario 19"]
["Beneficiario 20"]
["TOTAL",null,{"$f":"SUM(C33:C52)","v":0},{"$f":"SUM(D33:D52)","v":17068.86974749251},{"$f":"SUM(E33:E52)","v":21137.31927091852},{"$f":"SUM(F33:F52)","v":18894.132470755147},{"$f":"SUM(G33:G52)","v":19598.444527672407},{"$f":"SUM(H33:H52)","v":17203.833159418657},{"$f":"SUM(I33:I52)","v":16210.517989340875},{"$f":"SUM(J33:J52)","v":15432.825608967396},{"$f":"SUM(K33:K52)","v":15408.619412580614},{"$f":"SUM(L33:L52)","v":14022.977816267748},{"$f":"SUM(M33:M52)","v":13581.131267228977},{"$f":"SUM(N33:N52)","v":12825.971315121009},{"$f":"SUM(O33:O52)","v":12009.258415867365},{"$f":"SUM(P33:P52)","v":10878.664916940694},{"$f":"SUM(Q33:Q52)","v":10500.54955754921},{"$f":"SUM(R33:R52)","v":9467.5109215582561},{"$f":"SUM(S33:S52)","v":8720.3152787307554},{"$f":"SUM(T33:T52)","v":7747.2327981780454},{"$f":"SUM(U33:U52)","v":6793.7505508982522},{"$f":"SUM(V33:V52)","v":5838.3171256858113}]
[]
["Tercera fuente de ingreso: pagos que el generador exento recibe del suministrador de servicios básicos por la venta de energía no asignada a ningún beneficiario."]
["Venta de energía no asignada ($/año)",null,29072.711033206469,30042.755535213691,27419.116029605702,29384.115295748157,26843.040577995496,26074.713817455613,25866.605208800782,27211.159499825473,25901.364845705491,26606.005826719411,26329.525205657104,26186.942811314442,25419.490159058027,26024.185518372316,25487.562034330913,25563.719975268254,25237.198380932092,24726.125366561639,23939.22005428659,24559.568527223444]
[]
["II. Facturas eléctricas de los beneficiarios "]
[]
["Factura de suministro básico (Comisión Federal de Electricidad) de los usuarios tras asociarse al contrato de generación distribuida colectiva."]
["Beneficiario 1",null,644.67999999999995,0,0,0,0,0,0,0,0,0,0,0,0,0,0,0,0,0,0,0]
["Beneficiario 2",null,644.67999999999995,0,0,0,0,0,0,0,0,0,0,0,0,0,0,0,0,0,0,0]
["Beneficiario 3",null,644.67999999999995,0,0,0,0,0,0,0,0,0,0,0,0,0,0,0,0,0,0,0]
["Beneficiario 4",null,0,0,0,0,0,0,0,0,0,0,0,0,0,0,0,0,0,0,0,0]
["Beneficiario 5"]
["Beneficiario 6"]
["Beneficiario 7"]
["Beneficiario 8"]
["Beneficiario 9"]
["Beneficiario 10"]
["Beneficiario 11"]
["Beneficiario 12"]
["Beneficiario 13"]
["Beneficiario 14"]
["Beneficiario 15"]
["Beneficiario 16"]
["Beneficiario 17"]
["Beneficiario 18"]
["Beneficiario 19"]
["Beneficiario 20"]
[]
["Factura de suministro básico (Comisión Federal de Electricidad) que hubieran recibido los beneficiarios de no haberse asociado al contrato de generación distribuida colectiva."]
["Beneficiario 1",null,79462.568979306117,81846.446048685291,84301.839430145832,86830.89461305023,89435.821451441734,92118.896094984986,94882.462977834541,97728.93686716957,100660.80497318467,103680.62912238021,106791.04799605162,109994.77943593317,113294.62281901117,116693.46150358151,120194.26534868896,123800.09330914963,127514.09610842411,131339.51899167683,135279.70456142718,139338.09569826999]
["Beneficiario 2",null,79462.568979306117,81846.446048685291,84301.839430145832,86830.89461305023,89435.821451441734,92118.896094984986,94882.462977834541,97728.93686716957,100660.80497318467,103680.62912238021,106791.04799605162,109994.77943593317,113294.62281901117,116693.46150358151,120194.26534868896,123800.09330914963,127514.09610842411,131339.51899167683,135279.70456142718,139338.09569826999]
["Beneficiario 3",null,79462.568979306117,81846.446048685291,84301.839430145832,86830.89461305023,89435.821451441734,92118.896094984986,94882.462977834541,97728.93686716957,100660.80497318467,103680.62912238021,106791.04799605162,109994.77943593317,113294.62281901117,116693.46150358151,120194.26534868896,123800.09330914963,127514.09610842411,131339.51899167683,135279.70456142718,139338.09569826999]
["Beneficiario 4",null,2552.0234442173801,2628.5841475439015,2707.4416719702185,2788.6649221293251,2872.3248697932049,2958.4946158870007,3047.2494543636112,3138.6669379945192,3232.8269461343557,3329.8117545183859,3429.7061071539379,3532.5972903685561,3638.5752090796123,3747.7324653520013,3860.1644393125616,3975.969372491938,4095.2484536666962,4218.1059072766975,4344.6490844949994,4474.9885570298493]
["Beneficiario 5"]
["Beneficiario 6"]
["Beneficiario 7"]
["Beneficiario 8"]
["Beneficiario 9"]
["Beneficiario 10"]
["Beneficiario 11"]
["Beneficiario 12"]
["Beneficiario 13"]
["Beneficiario 14"]
["Beneficiario 15"]
["Beneficiario 16"]
["Beneficiario 17"]
["Beneficiario 18"]
["Beneficiario 19"]
["Beneficiario 20"]
[]
["III. Ahorros proyectados anualmente para cada beneficiario"]
[]
["Ahorros percibidos por los usuarios en costos eléctricos tras asociarse al contrato de CFE (incluye pagos a CFE y al Generador Exento)"]
["Beneficiario 1",null,78817.89,81846.45,84301.84,86830.89,89435.82,92118.9,94882.46,97728.94,100660.81,103680.63,106791.05,109994.78,113294.62,116693.46,120194.27,123800.09,127514.1,131339.51999999999,135279.70000000001,139338.1]
["Beneficiario 2",null,78817.89,81846.45,84301.84,86830.89,89435.82,92118.9,94882.46,97728.94,100660.81,103680.63,106791.05,109994.78,113294.62,116693.46,120194.27,123800.09,127514.1,131339.51999999999,135279.70000000001,139338.1]
["Beneficiario 3",null,78817.89,81846.45,84301.84,86830.89,89435.82,92118.9,94882.46,97728.94,100660.81,103680.63,106791.05,109994.78,113294.62,116693.46,120194.27,123800.09,127514.1,131339.51999999999,135279.70000000001,139338.1]
["Beneficiario 4",null,2552.02,2628.58,2707.44,2788.66,2872.32,2958.49,3047.25,3138.67,3232.83,3329.81,3429.71,3532.6,3638.58,3747.73,3860.16,3975.97,4095.25,4218.1099999999997,4344.6499999999996,4474.99]
["Beneficiario 5"]
["Beneficiario 6"]
["Beneficiario 7"]
["Beneficiario 8"]
["Beneficiario 9"]
["Beneficiario 10"]
["Beneficiario 11"]
["Beneficiario 12"]
["Beneficiario 13"]
["Beneficiario 14"]
["Beneficiario 15"]
["Beneficiario 16"]
["Beneficiario 17"]
["Beneficiario 18"]
["Beneficiario 19"]
["Beneficiario 20"]

{"sheet":"9.Balance","index":8,"n_rows":49,"n_cols":22,"rows_kept":49,"cut":false,"hidden":false,"merged":[[43,0,43,11],[45,0,45,11],[46,0,46,11],[37,0,37,21],[48,0,48,21],[44,0,44,11],[39,0,39,11],[40,0,40,11],[41,0,41,11],[42,0,42,11],[0,0,1,21],[4,0,4,21],[13,0,13,21],[33,0,33,21],[2,0,2,21],[29,0,29,21],[25,0,25,21]]}
["9. BALANCE FINANCIERO (no se considera el IVA)"]
[]
["I. Resultados del balance finaciero para el modelo evaluado"]
[]
["DATOS GENERALES"]
["Inversión ($)","Deuda ($)","Propia ($)","Tasa de interés (%)","Anualidad ($)","Depreciación"]
[950000,{"$f":"IF('2.Proyecto'!D30=\"SI\",A7*'2.Proyecto'!D34,0)","v":0},{"$f":"IF('2.Proyecto'!D30=\"SI\",A7-B7,0)","v":0},{"$f":"IF('2.Proyecto'!D30=\"SI\",'2.Proyecto'!D36,0)","v":0},{"$f":"IF('2.Proyecto'!D30=\"SI\",B7/'2.Proyecto'!D38,0)","v":0},{"$f":"'2.Proyecto'!B28","v":1}]
[]
["Año",0,1,2,3,4,5,6,7,8,9,10,11,12,13,14,15,16,17,18,19,20]
["INGRESOS BRUTOS (Nota: en autoconsumo se consideran como fujos positivos a los ahorros generados en las facturas eléctricas de los beneficiarios asociados; estos no son considerados para el cálculo del Impuesto Sobre la Renta)."]
["Ingresos brutos anuales ($/año)","NA",{"$f":"'8.Resultados'!C30+'8.Resultados'!C53+'8.Resultados'!C56","v":29072.711033206469},{"$f":"'8.Resultados'!D30+'8.Resultados'!D53+'8.Resultados'!D56","v":47111.625282706198},{"$f":"'8.Resultados'!E30+'8.Resultados'!E53+'8.Resultados'!E56","v":48556.435300524223},{"$f":"'8.Resultados'!F30+'8.Resultados'!F53+'8.Resultados'!F56","v":48278.247766503308},{"$f":"'8.Resultados'!G30+'8.Resultados'!G53+'8.Resultados'!G56","v":46441.485105667904},{"$f":"'8.Resultados'!H30+'8.Resultados'!H53+'8.Resultados'!H56","v":43278.54697687427},{"$f":"'8.Resultados'!I30+'8.Resultados'!I53+'8.Resultados'!I56","v":42077.123198141657},{"$f":"'8.Resultados'!J30+'8.Resultados'!J53+'8.Resultados'!J56","v":42643.985108792869},{"$f":"'8.Resultados'!K30+'8.Resultados'!K53+'8.Resultados'!K56","v":41309.984258286102},{"$f":"'8.Resultados'!L30+'8.Resultados'!L53+'8.Resultados'!L56","v":40628.983642987158},{"$f":"'8.Resultados'!M30+'8.Resultados'!M53+'8.Resultados'!M56","v":39910.656472886083},{"$f":"'8.Resultados'!N30+'8.Resultados'!N53+'8.Resultados'!N56","v":39012.914126435455},{"$f":"'8.Resultados'!O30+'8.Resultados'!O53+'8.Resultados'!O56","v":37428.74857492539},{"$f":"'8.Resultados'!P30+'8.Resultados'!P53+'8.Resultados'!P56","v":36902.850435313012},{"$f":"'8.Resultados'!Q30+'8.Resultados'!Q53+'8.Resultados'!Q56","v":35988.111591880122},{"$f":"'8.Resultados'!R30+'8.Resultados'!R53+'8.Resultados'!R56","v":35031.230896826513},{"$f":"'8.Resultados'!S30+'8.Resultados'!S53+'8.Resultados'!S56","v":33957.513659662844},{"$f":"'8.Resultados'!T30+'8.Resultados'!T53+'8.Resultados'!T56","v":32473.358164739686},{"$f":"'8.Resultados'!U30+'8.Resultados'!U53+'8.Resultados'!U56","v":30732.970605184841},{"$f":"'8.Resultados'!V30+'8.Resultados'!V53+'8.Resultados'!V56","v":30397.885652909255}]
["Ahorros (solo autoconsumo)","NA",{"$f":"IF('2.Proyecto'!$E$42 =\"Autoconsumo.\", SUM('8.Resultados'!C107:C126),0)","v":239005.68999999997},{"$f":"IF('2.Proyecto'!$E$42 =\"Autoconsumo.\", SUM('8.Resultados'!D107:D126),0)","v":248167.92999999996},{"$f":"IF('2.Proyecto'!$E$42 =\"Autoconsumo.\", SUM('8.Resultados'!E107:E126),0)","v":255612.96},{"$f":"IF('2.Proyecto'!$E$42 =\"Autoconsumo.\", SUM('8.Resultados'!F107:F126),0)","v":263281.32999999996},{"$f":"IF('2.Proyecto'!$E$42 =\"Autoconsumo.\", SUM('8.Resultados'!G107:G126),0)","v":271179.78000000003},{"$f":"IF('2.Proyecto'!$E$42 =\"Autoconsumo.\", SUM('8.Resultados'!H107:H126),0)","v":279315.18999999994},{"$f":"IF('2.Proyecto'!$E$42 =\"Autoconsumo.\", SUM('8.Resultados'!I107:I126),0)","v":287694.63},{"$f":"IF('2.Proyecto'!$E$42 =\"Autoconsumo.\", SUM('8.Resultados'!J107:J126),0)","v":296325.49},{"$f":"IF('2.Proyecto'!$E$42 =\"Autoconsumo.\", SUM('8.Resultados'!K107:K126),0)","v":305215.26},{"$f":"IF('2.Proyecto'!$E$42 =\"Autoconsumo.\", SUM('8.Resultados'!L107:L126),0)","v":314371.7},{"$f":"IF('2.Proyecto'!$E$42 =\"Autoconsumo.\", SUM('8.Resultados'!M107:M126),0)","v":323802.86000000004},{"$f":"IF('2.Proyecto'!$E$42 =\"Autoconsumo.\", SUM('8.Resultados'!N107:N126),0)","v":333516.93999999994},{"$f":"IF('2.Proyecto'!$E$42 =\"Autoconsumo.\", SUM('8.Resultados'!O107:O126),0)","v":343522.44},{"$f":"IF('2.Proyecto'!$E$42 =\"Autoconsumo.\", SUM('8.Resultados'!P107:P126),0)","v":353828.11},{"$f":"IF('2.Proyecto'!$E$42 =\"Autoconsumo.\", SUM('8.Resultados'!Q107:Q126),0)","v":364442.97},{"$f":"IF('2.Proyecto'!$E$42 =\"Autoconsumo.\", SUM('8.Resultados'!R107:R126),0)","v":375376.24},{"$f":"IF('2.Proyecto'!$E$42 =\"Autoconsumo.\", SUM('8.Resultados'!S107:S126),0)","v":386637.55000000005},{"$f":"IF('2.Proyecto'!$E$42 =\"Autoconsumo.\", SUM('8.Resultados'!T107:T126),0)","v":398236.66999999993},{"$f":"IF('2.Proyecto'!$E$42 =\"Autoconsumo.\", SUM('8.Resultados'!U107:U126),0)","v":410183.75000000006},{"$f":"IF('2.Proyecto'!$E$42 =\"Autoconsumo.\", SUM('8.Resultados'!V107:V126),0)","v":422489.29000000004}]
[]
["GASTOS"]
["O&M ($/año)","NA",30769.25,31692.327499999999,32643.097324999999,33622.39024475,34631.061952092503,35669.99381065528,36740.093624974936,37842.296433724186,38977.565326735916,100146.892286538,41351.299055134135,42591.838026788158,43869.593167591804,45185.680962619561,46541.251391498154,47937.48893324309,49375.613601240388,50856.8820092776,52382.588469555936,53954.066123642609]
["Administrativos ($/año)","NA",{"$f":"'5.Costos'!$B31","v":0},{"$f":"'5.Costos'!$B32","v":0},{"$f":"'5.Costos'!$B33","v":0},{"$f":"'5.Costos'!$B34","v":0},{"$f":"'5.Costos'!$B35","v":0},{"$f":"'5.Costos'!$B36","v":0},{"$f":"'5.Costos'!$B37","v":0},{"$f":"'5.Costos'!$B38","v":0},{"$f":"'5.Costos'!$B39","v":0},{"$f":"'5.Costos'!$B40","v":0},{"$f":"'5.Costos'!$B41","v":0},{"$f":"'5.Costos'!$B42","v":0},{"$f":"'5.Costos'!$B43","v":0},{"$f":"'5.Costos'!$B44","v":0},{"$f":"'5.Costos'!$B45","v":0},{"$f":"'5.Costos'!$B46","v":0},{"$f":"'5.Costos'!$B47","v":0},{"$f":"'5.Costos'!$B48","v":0},{"$f":"'5.Costos'!$B49","v":0},{"$f":"'5.Costos'!$B50","v":0}]
["Otros ($/año)","NA",{"$f":"'5.Costos'!$C31","v":0},{"$f":"'5.Costos'!$C32","v":0},{"$f":"'5.Costos'!$C33","v":0},{"$f":"'5.Costos'!$C34","v":0},{"$f":"'5.Costos'!$C35","v":0},{"$f":"'5.Costos'!$C36","v":0},{"$f":"'5.Costos'!$C37","v":0},{"$f":"'5.Costos'!$C38","v":0},{"$f":"'5.Costos'!$C39","v":0},{"$f":"'5.Costos'!$C40","v":0},{"$f":"'5.Costos'!$C41","v":0},{"$f":"'5.Costos'!$C42","v":0},{"$f":"'5.Costos'!$C43","v":0},{"$f":"'5.Costos'!$C44","v":0},{"$f":"'5.Costos'!$C45","v":0},{"$f":"'5.Costos'!$C46","v":0},{"$f":"'5.Costos'!$C47","v":0},{"$f":"'5.Costos'!$C48","v":0},{"$f":"'5.Costos'!$C49","v":0},{"$f":"'5.Costos'!$C50","v":0}]
["Anualidad -crédito ($/año)","NA",{"$f":"IF(C19>0,$E$7,0)","v":0},{"$f":"IF(D19>0,$E$7,0)","v":0},{"$f":"IF(E19>0,$E$7,0)","v":0},{"$f":"IF(F19>0,$E$7,0)","v":0},{"$f":"IF(G19>0,$E$7,0)","v":0},0,0,0,0,0,0,0,0,0,0,0,0,0,0,0]
["Deuda remanente($) ","NA",{"$f":"B7","v":0},{"$f":"C19-C18","v":0},{"$f":"D19-D18","v":0},0,0,0,0,0,0,0,0,0,0,0,0,0,0,0,0,0]
["Pago de intereses ($/año)","NA",{"$f":"C19*$D$7","v":0},{"$f":"D19*$D$7","v":0},0,0,0,0,0,0,0,0,0,0,0,0,0,0,0,0,0,0]
["Depreciación aplicable","NA",{"$f":"IF(C9<='2.Proyecto'!$D$28,($A$7*$F$7)/'2.Proyecto'!$D$28,0)","v":95000},{"$f":"IF(D9<='2.Proyecto'!$D$28,($A$7*$F$7)/'2.Proyecto'!$D$28,0)","v":95000},{"$f":"IF(E9<='2.Proyecto'!$D$28,($A$7*$F$7)/'2.Proyecto'!$D$28,0)","v":95000},{"$f":"IF(F9<='2.Proyecto'!$D$28,($A$7*$F$7)/'2.Proyecto'!$D$28,0)","v":95000},{"$f":"IF(G9<='2.Proyecto'!$D$28,($A$7*$F$7)/'2.Proyecto'!$D$28,0)","v":95000},{"$f":"IF(H9<='2.Proyecto'!$D$28,($A$7*$F$7)/'2.Proyecto'!$D$28,0)","v":95000},{"$f":"IF(I9<='2.Proyecto'!$D$28,($A$7*$F$7)/'2.Proyecto'!$D$28,0)","v":95000},{"$f":"IF(J9<='2.Proyecto'!$D$28,($A$7*$F$7)/'2.Proyecto'!$D$28,0)","v":95000},{"$f":"IF(K9<='2.Proyecto'!$D$28,($A$7*$F$7)/'2.Proyecto'!$D$28,0)","v":95000},{"$f":"IF(L9<='2.Proyecto'!$D$28,($A$7*$F$7)/'2.Proyecto'!$D$28,0)","v":95000},{"$f":"IF(M9<='2.Proyecto'!$D$28,($A$7*$F$7)/'2.Proyecto'!$D$28,0)","v":0},{"$f":"IF(N9<='2.Proyecto'!$D$28,($A$7*$F$7)/'2.Proyecto'!$D$28,0)","v":0},{"$f":"IF(O9<='2.Proyecto'!$D$28,($A$7*$F$7)/'2.Proyecto'!$D$28,0)","v":0},{"$f":"IF(P9<='2.Proyecto'!$D$28,($A$7*$F$7)/'2.Proyecto'!$D$28,0)","v":0},{"$f":"IF(Q9<='2.Proyecto'!$D$28,($A$7*$F$7)/'2.Proyecto'!$D$28,0)","v":0},{"$f":"IF(R9<='2.Proyecto'!$D$28,($A$7*$F$7)/'2.Proyecto'!$D$28,0)","v":0},{"$f":"IF(S9<='2.Proyecto'!$D$28,($A$7*$F$7)/'2.Proyecto'!$D$28,0)","v":0},{"$f":"IF(T9<='2.Proyecto'!$D$28,($A$7*$F$7)/'2.Proyecto'!$D$28,0)","v":0},{"$f":"IF(U9<='2.Proyecto'!$D$28,($A$7*$F$7)/'2.Proyecto'!$D$28,0)","v":0},{"$f":"IF(V9<='2.Proyecto'!$D$28,($A$7*$F$7)/'2.Proyecto'!$D$28,0)","v":0}]
["Base gravable","NA",{"$f":"C11-C16-C17-C20-C21-C15","v":-96696.538966793538},{"$f":"D11-D16-D17-D20-D21-D15","v":-79580.702217293801},-79086.66202447578,-80344.142478246693,-83189.576846424607,-87391.44683378101,-89662.970426833286,-90198.311324931317,-92667.581068449814,-154517.90864355085,-1440.6425822480523,-3578.9239003527036,-6440.8445926664135,-8282.8305273065489,-10553.139799618031,-12906.258036416577,-15418.099941577544,-18383.523844537915,-21649.617864371095,-23556.180470733354]
["Impuesto Sobre la Renta (ISR)","NA",{"$f":"IF(C22>=0,C22*0.3,0)","v":0},{"$f":"IF(D22>=0,D22*0.3,0)","v":0},0,0,0,0,0,0,0,0,0,0,0,0,0,0,0,0,0,0]
["Gasto total  ($/año)","NA",{"$f":"C15+C16+C17+C20+C21+C23","v":125769.25},{"$f":"D15+D16+D17+D20+D21+D23","v":126692.3275},127643.097325,128622.39024475,129631.06195209251,130669.99381065529,131740.09362497495,132842.29643372417,133977.5653267359,195146.892286538,41351.299055134135,42591.838026788158,43869.593167591804,45185.680962619561,46541.251391498154,47937.48893324309,49375.613601240388,50856.8820092776,52382.588469555936,53954.066123642609]
[]
["INGRESOS NETOS"]
["Flujo de Caja (Netos)",{"$f":"-A7","v":-950000},{"$f":"(C11-C24)+C12","v":142309.15103320644},{"$f":"(D11-D24)+D12","v":168587.22778270615},176526.29797552421,182937.18752175325,187990.20315357542,191923.74316621892,198031.65957316672,206127.17867506869,212547.67893155021,159853.79135644916,322362.21741775202,329938.01609964727,337081.59540733357,345545.27947269345,353889.83020038193,362469.98196358338,371219.45005842252,379853.14615546202,388534.13213562896,398933.10952926666]
["Acumulados (Netos)",{"$f":"B27","v":-950000},{"$f":"B28+C27","v":-807690.84896679362},{"$f":"C28+D27","v":-639103.62118408747},{"$f":"D28+E27","v":-462577.32320856326},{"$f":"E28+F27","v":-279640.13568681001},{"$f":"F28+G27","v":-91649.932533234591},{"$f":"G28+H27","v":100273.81063298433},{"$f":"H28+I27","v":298305.47020615102},{"$f":"I28+J27","v":504432.64888121968},{"$f":"J28+K27","v":716980.32781276992},{"$f":"K28+L27","v":876834.11916921905},{"$f":"L28+M27","v":1199196.3365869711},{"$f":"M28+N27","v":1529134.3526866185},{"$f":"N28+O27","v":1866215.9480939521},{"$f":"O28+P27","v":2211761.2275666455},{"$f":"P28+Q27","v":2565651.0577670275},{"$f":"Q28+R27","v":2928121.0397306108},{"$f":"R28+S27","v":3299340.4897890333},{"$f":"S28+T27","v":3679193.6359444954},{"$f":"T28+U27","v":4067727.7680801246},{"$f":"U28+V27","v":4466660.8776093917}]
[]
["EBIT (Ingresos antes de impuestos e intereses)"]
["Flujo de Caja (EBIT)",{"$f":"-A7","v":-950000},{"$f":"(C27+C23+C20)","v":142309.15103320644},{"$f":"(D27+D23+D20)","v":168587.22778270615},176526.29797552421,182937.18752175325,187990.20315357542,191923.74316621892,198031.65957316672,206127.17867506869,212547.67893155021,159853.79135644916,322362.21741775202,329938.01609964727,337081.59540733357,345545.27947269345,353889.83020038193,362469.98196358338,371219.45005842252,379853.14615546202,388534.13213562896,398933.10952926666]
["Acumulados (EBIT)",{"$f":"B31","v":-950000},{"$f":"B32+C31","v":-807690.84896679362},{"$f":"C32+D31","v":-639103.62118408747},{"$f":"D32+E31","v":-462577.32320856326},{"$f":"E32+F31","v":-279640.13568681001},{"$f":"F32+G31","v":-91649.932533234591},{"$f":"G32+H31","v":100273.81063298433},{"$f":"H32+I31","v":298305.47020615102},{"$f":"I32+J31","v":504432.64888121968},{"$f":"J32+K31","v":716980.32781276992},{"$f":"K32+L31","v":876834.11916921905},{"$f":"L32+M31","v":1199196.3365869711},{"$f":"M32+N31","v":1529134.3526866185},{"$f":"N32+O31","v":1866215.9480939521},{"$f":"O32+P31","v":2211761.2275666455},{"$f":"P32+Q31","v":2565651.0577670275},{"$f":"Q32+R31","v":2928121.0397306108},{"$f":"R32+S31","v":3299340.4897890333},{"$f":"S32+T31","v":3679193.6359444954},{"$f":"T32+U31","v":4067727.7680801246},{"$f":"U32+V31","v":4466660.8776093917}]
[]
["EBITDA (Ingresos antes de impuestos, intereses, depreciación y amortización."]
["Flujo de Caja (EBITDA)",{"$f":"-A7","v":-950000},{"$f":"(C31+C21)","v":237309.15103320644},{"$f":"(D31+D21)","v":263587.22778270615},271526.29797552421,277937.18752175325,282990.20315357542,286923.74316621892,293031.65957316675,301127.17867506866,307547.67893155024,254853.79135644916,322362.21741775202,329938.01609964727,337081.59540733357,345545.27947269345,353889.83020038193,362469.98196358338,371219.45005842252,379853.14615546202,388534.13213562896,398933.10952926666]
["Acumulados (EBITDA)",{"$f":"B35","v":-950000},{"$f":"B36+C35","v":-712690.84896679362},{"$f":"C36+D35","v":-449103.62118408747},{"$f":"D36+E35","v":-177577.32320856326},{"$f":"E36+F35","v":100359.86431318999},{"$f":"F36+G35","v":383350.06746676541},{"$f":"G36+H35","v":670273.81063298439},{"$f":"H36+I35","v":963305.47020615113},{"$f":"I36+J35","v":1264432.6488812198},{"$f":"J36+K35","v":1571980.3278127699},{"$f":"K36+L35","v":1826834.1191692192},{"$f":"L36+M35","v":2149196.3365869713},{"$f":"M36+N35","v":2479134.3526866185},{"$f":"N36+O35","v":2816215.9480939521},{"$f":"O36+P35","v":3161761.2275666455},{"$f":"P36+Q35","v":3515651.0577670275},{"$f":"Q36+R35","v":3878121.0397306108},{"$f":"R36+S35","v":4249340.4897890333},{"$f":"S36+T35","v":4629193.635944495},{"$f":"T36+U35","v":5017727.7680801237},{"$f":"U36+V35","v":5416660.8776093908}]
[]
["II. Glosario"]
[]
["Ahorros (solo autoconsumo):  Ahorros anuales proyectados para los beneficiarios asociados a un contrato de generación distribuida colectiva con el propósito de autoconsumo. Los ahorros corresponden a la diferencia entre la factura eléctrica esperada para cada período menos lo que pagarían tras aplicar la metodología de medición o facturación  neta, según corresponda. Estos ahorros son proyectados como un flujo positivo en el análisis financiero del proyecto únicamente en el caso de autoconsumo."]
["EBIT:  Siglas en inglés para ingresos antes de impuestos e intereses (Earnings before interests and taxes). Se calcula sumando de vuelta los impuestos e intereses a los ingresos netos calculados previamente."]
[]
["EBITDA:  Siglas en inglés para ingresos antes de impuestos, intereses, amortización y depreciación (Earnings before interests, taxes, amortization and depreciation). Se calcula sumando de vuelta los gastos de depreciación y amortización al valor de EBIT calculado previamente. En este caso, no se consideran gastos de amortización por lo que únicamente se suman de vuelta los gatos de depreciación (de haberse indicado su  uso en la pestaña \"2.Proyecto\")."]
[]
["Ingresos brutos anuales: total de los ingresos obtenidos por el generador exento mediante tres vías. || a) Suma de los pagos mensuales hechos por los beneficiarios a cuenta del servicio de suministro eléctrico y según el modelo de negocio definido en la pestaña \"2.Proyecto\" (para autoconsumo, no existe esta fuente de ingreso). || b) Ingresos anuales por saldos no compensados remunerados por CFE Suministrador de Servicios Básicos al generador exento. || c) Ingresos por venta de la energía no asignada a ningún beneficiario a la red."]
["Ingresos netos: diferencia entre los ingresos brutos obtenidos por el generador y los gastos totales asociados a la operación del mismo, es decir, la suma de los gastos de operación y mantenimiento de la centra, costos administrativos, pago de deuda (intereses), Impuesto Sobre la Renta (ISR), depreciación y cualquier otro aplicable que haya sido indicado en la pestaña \"5.Costos\". En autoconsumo, los ahorros proyectados para los beneficiarios son añadidos como un flujo positivo no contemplado para el cálculo del ISR."]
[]
[]
["….................................................................................................................................................................................................................................................................................................................................................................................................................................................................................................................................................................................................................................................................................................................................................................................................................................................................................................................................................."]

{"sheet":"10.Informe","index":9,"n_rows":92,"n_cols":9,"rows_kept":92,"cut":false,"hidden":false,"merged":[[18,8,18,15],[1,8,1,15],[22,8,22,15],[36,8,36,15],[52,8,52,15],[24,0,24,7],[19,1,19,2],[16,0,16,1],[20,1,20,2],[19,3,20,7],[14,4,14,5],[14,6,14,7],[12,2,12,3],[12,4,12,5],[12,6,12,7],[1,0,1,7],[72,0,72,7],[91,0,91,7],[54,0,54,7],[13,0,13,1],[14,0,14,1],[15,0,15,1],[13,2,13,3],[13,4,13,5],[13,6,13,7],[3,3,3,5],[4,1,4,2],[4,3,4,5],[6,0,7,0],[69,0,69,7],[14,2,14,3]]}
[]
["Proyecto de Generación Distribuida Colectiva | Tecnología: Solar Fotovoltaica ",null,null,null,null,null,null,null,"Ingresos brutos desagregados por fuente de ingreso comparado con 100% venta total"]
[]
["Capacidad instalada: ",{"$f":"'2.Proyecto'!E18","v":50},"kWp","Generación anual promedio:",null,null,{"$f":"AVERAGE('8.Resultados'!C6:V6)","v":73.494024299999978},"MWh"]
["Inversión inicial: ",{"$f":"'9.Balance'!A7","v":950000},null,"Emisiones GEI desplazadas promedio:",null,null,{"$f":"0.527*G4","v":38.731350806099989},"tCO2e/año"]
[]
["Beneficiarios ","Tipo","DOM","DAC","PDBT","GDBT","GDMTO","GDMTH"]
[null,"Número:",{"$f":"COUNTIF('2.Proyecto'!$B$58:$B$77,\"=DOM\")","v":1},{"$f":"COUNTIF('2.Proyecto'!$B$58:$B$77,\"=DAC\")","v":3},{"$f":"COUNTIF('2.Proyecto'!$B$58:$B$77,\"=PDBT\")","v":0},{"$f":"COUNTIF('2.Proyecto'!$B$58:$B$77,\"=GDBT\")","v":0},{"$f":"COUNTIF('2.Proyecto'!$B$58:$B$77,\"=GDMTO\")","v":0},{"$f":"COUNTIF('2.Proyecto'!$B$58:$B$77,\"=GDMTH\")","v":0}]
[]
[]
["ANÁLISIS FINANCIERO"]
[]
["INDICADORES FINANCIEROS",null,"FLUJOS NETOS",null,"EBIT",null,"EBITDA"]
["Valor Presente Neto (VPN):",null,{"$f":"NPV('2.Proyecto'!B26,'9.Balance'!C27:V27)+'9.Balance'!B27","v":1274399.6294448669},null,{"$f":"NPV('2.Proyecto'!B26,'9.Balance'!C31:V31)+'9.Balance'!B31","v":1274399.6294448669},null,{"$f":"NPV('2.Proyecto'!B26,'9.Balance'!C35:V35)+'9.Balance'!B35","v":1900514.638499408}]
["Tasa Interna de Retorno (TIR):",null,{"$f":"IRR('9.Balance'!B27:V27)","v":0.2039437959280741},null,{"$f":"IRR('9.Balance'!B31:V31)","v":0.2039437959280741},null,{"$f":"IRR('9.Balance'!B35:V35)","v":0.28584450089603708}]
["Período de recuperación simple:",null,5.5,"años",5.5,"años",3.6666666666666665,"años"]
["Costo Nivelado de la Energía LCOE)",null,{"$f":"('9.Balance'!A7+SUM('9.Balance'!C24:V24))/(SUM('8.Resultados'!C6:V6)*1000)","v":1.8959237140624663},"$/kWh",{"$f":"('9.Balance'!A7+SUM('9.Balance'!C24:V24)-SUM('9.Balance'!C20:V20)-SUM('9.Balance'!C23:V23))/(SUM('8.Resultados'!C6:V6)*1000)","v":1.8959237140624663},"$/kWh",{"$f":"('9.Balance'!A7+SUM('9.Balance'!C24:V24)-SUM('9.Balance'!C20:V20)-SUM('9.Balance'!C23:V23)-SUM('9.Balance'!C21:V21))/(SUM('8.Resultados'!C6:V6)*1000)","v":1.2496126642537539},"$/kWh"]
[]
["Ingresos totales (brutos)",null,null,null,null,null,null,null,"Nota: No aplicable en autoconsumo; revisar ejes para que sean comparables."]
["Modelo de negocio","100% Venta a la red",null,"Si los ingresos brutos del modelo analizado son menores a los de venta total a la red, se recomienda considerar esta opción."]
[{"$f":"IF('2.Proyecto'!E42=\"Autoconsumo.\",SUM('9.Balance'!C11:V11)+SUM('9.Balance'!C12:V12),SUM('9.Balance'!C11:V11))","v":7253442.147854453},{"$f":"SUM('8.Resultados'!C7:V7)","v":3105265.4453134197},null,null,null,null,null,null,"GENERACIÓN ESPERADA"]
[]
[null,null,null,null,null,null,null,null,"Generación anual esperada durante el período analizado"]
[]
["Flujos anuales durante el período analizado"]
[]
[]
[]
[]
[]
[]
[]
[]
[]
[]
[]
[null,null,null,null,null,null,null,null,"Generación mensual promedio proyectada en el sitio"]
[]
[]
[]
[]
[]
[]
[]
[]
[]
[]
[]
[]
[]
[]
[]
[null,null,null,null,null,null,null,null,"Fin del documento"]
[]
["Flujos acumulados (netos) durante el período analizado"]
[]
[]
[]
[]
[]
[]
[]
[]
[]
[]
[]
[]
[]
[]
[]
[]
[]
["Flujos acumulados (EBIT) durante el período analizado"]
[]
[]
[]
[]
[]
[]
[]
[]
[]
[]
[]
[]
[]
[]
[]
[]
[]
[]
["Flujos acumulados (EBITDA) durante el período analizado"]